## Model
Electricity build rate reckoner
This is a super simple ready reckoner to explore the implications of different build rates of low carbon generation.
It is currently ALPHA. Do not trust.
AUTHOR | tom.counsell@decc.gsi.gov.uk
CANONICAL | https://github.com/decc/electricity-build-rate-constraint/blob/master/public/electricity-build-rate-constraint.xlsx
README | https://github.com/decc/electricity-build-rate-constraint/blob/master/README.md
CHANGES | https://github.com/decc/electricity-build-rate-constraint/blob/master/CHANGES.md
QA LOG | https://github.com/decc/electricity-build-rate-constraint/blob/master/QA.md
INPUT ASSUMPTIONS
|  | Chosen | Min | Max | Notes | [8 empty] | Total system cost | 873.9472 | £bn
Electricity demand
% pa | 2012 onwards electricity demand growth rate | -0.4% |  |  | -0.4% is based on 2012-2020 projection | [8 empty] | 2020 Renewables target
| Year electricity demand starts to increase | 2030 | 2012 | 2050 | [9 empty] | TWh | 94.5235
TWh/yr | 2050 Electricity demand | 600 | 300 | 700 | [9 empty] | % | 27.59%
1/Mean | 2050 Minimum electricity demand | 50% |  |  | 50% means the minimum is half the mean | [8 empty] | gCO2/kWh | 192.4303
1/Mean | 2050 Maximum electricity demand | 200% |  |  | 200% means the maximum is double the mean
2030 Decarbonisation level
| Low carbon build rates | [12 empty] | gCO2/kWh | 35.6503
GW/yr | Build rate from now to 2020 | 3 | 0 | 5
% GW | Proportion of build rate to 2020 that is wind (rest is bio-) | 65% | [11 empty] | CB | Traded cap | Scenario | Net ETS purchase
GW | 2020 Non-renewable low carbon generation (i.e., Nuclear, CCS) | 11 | 0 | 15 | [9 empty] | CB2 | 1073 | 972.8089 | -100.1911
[14 empty] | CB3 | 983 | 741.2841 | -241.7159
| Year second wave of building starts | 2024 | 2020 | 2040 | [9 empty] | CB4 Current | 690 | 618.8054 | -71.1946
GW/yr | Build rate target in second build | 4 | [11 empty] | CB4 Revised | 860 | 618.8054 | -241.1946
% GW | Proportion of second build that is wind | 0% | 0% | 100%
2050 Emissions
GW/yr | Minimum build rate | 0.1 |  |  | Irresepective of any other settings, this much is always built | [8 empty] | Electricity | 7.8768 | MtCO2e/y
% | Maximum industry expansion | 10% |  |  | of previous year's capacity | [8 empty] | Industry | 26.5638 | MtCO2e/y
% | Maximum industry contraction | 10% |  |  | of previous year's capacity | [8 empty] | Total | 34.4406 | MtCO2e/y
years | Average life wind | 5 | 15 | 30 | This means that every year, 1/number of years falls down.
years | Average life other low carbon | 60 | 20 | 60 | This means that every year, 1/number of years falls down.
years | Average life high carbon | 30 | 20 | 35 | This means that every year, 1/number of years falls down.
Security of supply
% of peak | Capacity margin | 7% |  |  | This ammount of de-rated capacity is required above the peak demand
High carbon emissions performance
gCO2/kWh | 2020 Fossil fuel emissions factor | 432 | 350 | 650
gCO2/kWh | 2050 Fossil fuel emissions factor | 350
Non-electricity traded emissions (i.e., industry)
% previous year | Trend rate of emissions change | 0%
| Year start to see radical change | 2030
% previous year | Annual change in non-electricity traded emissions after radical change | -5%
Costs
% | Annual reduction in cost of intermittent generation | 1%
% | Annual reduction in cost of other low carbon generation | 1%
% | Annual reduction in cost of high carbon generation | 1%
£/tCO2 | 2030 Cost of Carbon | 30
£/tCO2 | 2050 Cost of Carbon | 300
£/MWh | 2030 Cost of Fossil Fuel | 30
£/MWh | 2050 Cost of Fossil Fuel | 60
2012 Intermittent generation costs
£/kW | Capital cost | 2800
£/kW/yr | Operating cost | 126 |  | Note: Need to check and source costs
|  |  |  | FOAK |  | NOAK
| 2012 dispatchable low carbon generation costs |  |  | CCS | Nuke | CCS | Nuke
£/kW | Capital cost | 3600 |  | 1640 | 4015 | 1400 | 3600
£/kW/yr | Operating cost | 75 |  | 39 | 87 | 33 | 75
1/efficiency | Fuel MWh per MWh of electricity produced | 0 |  | 2.3981 | 0 | 2.3641 | 0
2012 high carbon generation costs
£/kW | Capital cost | 587
£/kW/yr | Operating cost | 24
1/efficiency | Fuel MWh per MWh of electricity produced | 2
FIXED ASSUMPTIONS
| 2012 Demand | [5 empty] | Sources:
TWh | Energy | 353.73 | [1] 5.1 Electricity supplied |  |  |  | [1] | https://www.gov.uk/government/uploads/system/uploads/attachment_data/file/170697/energy_trends_5_electricity.pdf
GW | Min | 20.627 | [2] INDO Minimum scaled up by difference in mean |  |  |  | [2] | http://www.nationalgrid.com/uk/Electricity/Data/Demand+Data/
GW | Mean | 40.3525 | Calculated |  |  |  | [3] | https://www.gov.uk/government/publications/electricity-chapter-5-digest-of-united-kingdom-energy-statistics-dukes
GW | Max | 63.7269 | [2] INDO Minimum scaled up by difference in mean |  |  |  | [4] | https://www.gov.uk/government/uploads/system/uploads/attachment_data/file/193414/280313_ghg_national_statistics_release_2012_provisional.pdf
2012 Capacity
GW | Intermittent low carbon | 7 | [3] 5.7 2011 All generating companies wind
GW | Dispatchable low carbon - renewable | 4.629 | [3] 5.7 2011 Hydro and renewables other than hydro and wind
GW | Dispatchable low carbon - not renewable | 10.663 | [3] 5.7 2011 Nuclear
GW | High carbon | 66.82 | CHECK
2012 Energy
TWh/y | Intermittent low carbon | 15.75 | [1] 5.1 Electricity supplied from wind (note suggests it includes solar PV and wave/tidal
TWh/y | Dispatchable low carbon - renewable | 17.19 | [1] 5.1 Electricity supplied from hydro and bioenergy
TWh/y | Dispatchable low carbon - not renewable | 62.66 | [1] 5.1 Electricity supplied from nuclear
TWh/y | High carbon | 258.13 | The rest, so includes coal, gas, oil, 'other' and imports
2012 Costs
£/MWh | Fossil fuel | 20
£/tCO2 | CO2 from electricity | 5
% | Real discount rate | 3.5%
Availability factors
% GW | Wind availability factor | 25.67%
Reliable capacity for security of supply
% GW | Intermittent low carbon | 17%
% GW | Dispatchable low carbon generation availability factor | 85%
% GW | High carbon availability factor | 81%
gCO2/kWh | 2012 Fossil fuel emissions factor | 760.2668 | Calibrated based on 156 MtCO2 for electricity generation from power stations from [4], need to x-check with DUKES
MtCO2e | 2012 Non-electricity traded emissions | 78
TWh/GW | TWh per GW | 8.766
GW/TWh | GW per TWh | 0.11408
DERIVED ASSUMPTIONS
gCO2/kWh/yr | 2012-2020 annual change in fossil fuel emissions factor | -41.0334
gCO2/kWh/yr | 2020-2050 annual change in fossil fuel emissions factor | -2.7333
TWh/yr | Minimum electricity demand | 329.1092
%
Year that electricity demand starts to increase
| Year | 2030 | Note, this assumes that demand reduction up to this year falls evenly across baseload and peak
GW | Minimum | 19.1913
GW | Mean | 37.5438
GW | Peak | 59.2912
2050 Electricity Demand
GW | Minimum | 34.2231
GW | Mean | 68.4463
GW | Peak | 136.8925
Annual change in electricity demand
% | Minimum | 2.934% | Starting with the year that electricity demand starts to increase
% | Mean | 3.048% | Starting with the year that electricity demand starts to increase
% | Peak | 4.272% | Starting with the year that electricity demand starts to increase
Annual change in prices 2012-2030
% | Cost of carbon | 10.47%
% | Cost of fossil fuel | 2.278%
Annual change in prices 2030-2050
% | Cost of carbon | 12.2%
% | Cost of fossil fuel | 3.526%
RESULTS SERIES |  | 2012 | 2013 | 2014 | 2015 | 2016 | 2017 | 2018 | 2019 | 2020 | 2021 | 2022 | 2023 | 2024 | 2025 | 2026 | 2027 | 2028 | 2029 | 2030 | 2031 | 2032 | 2033 | 2034 | 2035 | 2036 | 2037 | 2038 | 2039 | 2040 | 2041 | 2042 | 2043 | 2044 | 2045 | 2046 | 2047 | 2048 | 2049 | 2050
FROM THIS ROW ONWARDS, EVERY COLUMN *SHOULD* BE IDENTICAL
Build rate
GW/yr | Intermittent low carbon | 1.95 | 1.95 | 1.95 | 1.95 | 1.95 | 1.95 | 1.95 | 1.95 | 1.95 | 1.755 | 1.5795 | 1.4216 | 0 | 0 | 0 | 0 | 0 | 0 | 0 | 0 | 0 | 0 | 0 | 0 | 0 | 0 | 0 | 0 | 0 | 0 | 0 | 0 | 0 | 0 | 0 | 0 | 0 | 0 | 0
GW/yr | Dispatchable low carbon | 1.05 | 1.05 | 1.05 | 1.05 | 1.05 | 1.05 | 1.05 | 1.05 | 1.05 | 0.945 | 0.8505 | 0.76545 | 2.4057 | 2.6463 | 2.9109 | 3.202 | 3.5222 | 3.8744 | 4 | 4 | 4 | 4 | 4 | 4 | 4 | 4 | 4 | 4 | 4 | 4 | 4 | 4 | 4 | 4 | 4 | 4 | 4 | 4 | 4
GW/yr | Total low carbon | 3 | 3 | 3 | 3 | 3 | 3 | 3 | 3 | 3 | 2.7 | 2.43 | 2.187 | 2.4057 | 2.6463 | 2.9109 | 3.202 | 3.5222 | 3.8744 | 4 | 4 | 4 | 4 | 4 | 4 | 4 | 4 | 4 | 4 | 4 | 4 | 4 | 4 | 4 | 4 | 4 | 4 | 4 | 4 | 4
GW/yr | High carbon | 0 | 0.78687 | 1.1744 | 0.92703 | 0.91603 | 0.90283 | 0.88792 | 2.6268 | 0.88371 | 1.0163 | 1.1283 | 1.2232 | 0 | 0 | 0 | 0 | 0 | 0 | 0 | 0 | 0 | 0 | 0 | 0 | 1.8167 | 2.4201 | 2.6946 | 2.9839 | 3.2887 | 3.6095 | 3.947 | 4.3019 | 4.6748 | 5.0664 | 5.4776 | 5.909 | 6.3616 | 6.8361 | 7.3336
Capacity
GW | Intermittent low carbon | 7 | 7.55 | 7.99 | 8.342 | 8.6236 | 8.8489 | 9.0291 | 9.1733 | 9.2886 | 9.1859 | 8.9282 | 8.5641 | 6.8513 | 5.481 | 4.3848 | 3.5079 | 2.8063 | 2.245 | 1.796 | 1.4368 | 1.1495 | 0.91957 | 0.73565 | 0.58852 | 0 | 0 | 0 | 0 | 0 | 0 | 0 | 0 | 0 | 0 | 0 | 0 | 0 | 0 | 0
GW | Dispatchable low carbon | 15.292 | 16.0871 | 16.6371 | 17.4098 | 18.1697 | 18.9169 | 19.6516 | 18.7016 | 19.4399 | 20.0609 | 20.577 | 20.9995 | 23.0552 | 25.3173 | 27.8062 | 30.5448 | 33.5579 | 36.873 | 40.2584 | 43.5874 | 46.861 | 50.08 | 53.2453 | 56.3579 | 59.4186 | 62.4283 | 65.3878 | 68.298 | 71.1597 | 73.9737 | 76.7408 | 79.4618 | 82.1374 | 84.7685 | 87.3557 | 89.8997 | 92.4014 | 94.8614 | 97.2804
GW | Total low carbon | 22.292 | 23.6371 | 24.6271 | 25.7518 | 26.7933 | 27.7657 | 28.6807 | 27.8749 | 28.7285 | 29.2468 | 29.5053 | 29.5637 | 29.9065 | 30.7983 | 32.191 | 34.0526 | 36.3642 | 39.118 | 42.0544 | 45.0243 | 48.0104 | 50.9995 | 53.981 | 56.9464 | 59.4186 | 62.4283 | 65.3878 | 68.298 | 71.1597 | 73.9737 | 76.7408 | 79.4618 | 82.1374 | 84.7685 | 87.3557 | 89.8997 | 92.4014 | 94.8614 | 97.2804
GW | High carbon | 66.82 | 65.3795 | 64.3746 | 63.1559 | 61.9667 | 60.804 | 59.6651 | 60.303 | 59.1766 | 58.2204 | 57.4081 | 56.7176 | 54.827 | 52.9995 | 51.2328 | 49.525 | 47.8742 | 46.2784 | 44.7358 | 43.2446 | 41.8031 | 40.4097 | 39.0627 | 37.7606 | 38.3186 | 39.4614 | 40.8405 | 42.4631 | 44.3364 | 46.468 | 48.8661 | 51.5391 | 54.4959 | 57.7458 | 61.2985 | 65.1642 | 69.3537 | 73.878 | 78.749
GW | Total | 89.112 | 89.0167 | 89.0018 | 88.9077 | 88.76 | 88.5697 | 88.3458 | 88.1779 | 87.9051 | 87.4672 | 86.9133 | 86.2813 | 84.7336 | 83.7978 | 83.4238 | 83.5777 | 84.2384 | 85.3964 | 86.7902 | 88.2689 | 89.8136 | 91.4092 | 93.0436 | 94.707 | 97.7371 | 101.8896 | 106.2283 | 110.7611 | 115.4961 | 120.4417 | 125.6069 | 131.0009 | 136.6334 | 142.5143 | 148.6542 | 155.064 | 161.7551 | 168.7394 | 176.0294
GW | Baseload demand | 20.627 | 20.5445 | 20.4624 | 20.3805 | 20.299 | 20.2178 | 20.1369 | 20.0564 | 19.9761 | 19.8962 | 19.8167 | 19.7374 | 19.6584 | 19.5798 | 19.5015 | 19.4235 | 19.3458 | 19.2684 | 19.1913 | 19.7545 | 20.3342 | 20.9309 | 21.5451 | 22.1773 | 22.8281 | 23.498 | 24.1875 | 24.8973 | 25.6279 | 26.3799 | 27.154 | 27.9508 | 28.771 | 29.6153 | 30.4843 | 31.3789 | 32.2997 | 33.2475 | 34.2231
GW | Mean demand | 40.3525 | 40.1911 | 40.0303 | 39.8702 | 39.7107 | 39.5519 | 39.3937 | 39.2361 | 39.0792 | 38.9228 | 38.7671 | 38.6121 | 38.4576 | 38.3038 | 38.1506 | 37.998 | 37.846 | 37.6946 | 37.5438 | 38.6882 | 39.8676 | 41.0828 | 42.3351 | 43.6256 | 44.9554 | 46.3258 | 47.7379 | 49.193 | 50.6926 | 52.2378 | 53.8301 | 55.471 | 57.1619 | 58.9043 | 60.6998 | 62.5501 | 64.4568 | 66.4216 | 68.4463
GW | Peak demand | 63.7269 | 63.4719 | 63.2181 | 62.9652 | 62.7133 | 62.4625 | 62.2126 | 61.9638 | 61.7159 | 61.4691 | 61.2232 | 60.9783 | 60.7344 | 60.4914 | 60.2495 | 60.0085 | 59.7684 | 59.5294 | 59.2912 | 61.8244 | 64.4658 | 67.2201 | 70.092 | 73.0866 | 76.2092 | 79.4652 | 82.8603 | 86.4004 | 90.0918 | 93.9409 | 97.9544 | 102.1395 | 106.5033 | 111.0536 | 115.7982 | 120.7456 | 125.9044 | 131.2836 | 136.8925
GW | Peak demand plus capacity margin | 68.1877 | 67.915 | 67.6433 | 67.3728 | 67.1033 | 66.8348 | 66.5675 | 66.3012 | 66.036 | 65.7719 | 65.5088 | 65.2468 | 64.9858 | 64.7258 | 64.4669 | 64.2091 | 63.9522 | 63.6964 | 63.4416 | 66.1521 | 68.9784 | 71.9255 | 74.9984 | 78.2027 | 81.5438 | 85.0277 | 88.6605 | 92.4484 | 96.3982 | 100.5167 | 104.8112 | 109.2892 | 113.9585 | 118.8273 | 123.9041 | 129.1978 | 134.7177 | 140.4734 | 146.475
Load factor
I | Intermittent low carbon | 25.53% | 25.97% | 25.82% | 25.66% | 25.52% | 25.37% | 25.22% | 25.68% | 26.14% | 26% | 25.85% | 25.69% | 25.55% | 26.03% | 25.88% | 25.72% | 25.57% | 25.43% | 25.28% | 25.66% | 25.43% | 25.82% | 25.62% | 25.45% | 25.85% | 25.7% | 25.55% | 25.95% | 25.69% | 25.6% | 25.5% | 25.91% | 25.79% | 25.72% | 25.65% | 25.62% | 25.57% | 25.58% | 25.54%
I | Dispatchable low carbon | 97.54% | 100.6% | 96.7% | 97.53% | 98.29% | 93.85% | 94.67% | 96.04% | 98.99% | 100.2% | 97.11% | 94.63% | 97.67% | 97.7% | 94.51% | 93.09% | 90.39% | 86.69% | 83.91% | 82.09% | 79.49% | 78.6% | 76.4% | 74.5% | 73.7% | 72.29% | 71.07% | 70.79% | 69.57% | 68.77% | 68.23% | 68.47% | 68.08% | 67.73% | 67.59% | 67.47% | 67.49% | 67.59% | 67.72%
I | Average low carbon | 74.93% | 76.77% | 73.7% | 74.25% | 74.87% | 72.02% | 72.81% | 72.89% | 75.44% | 76.86% | 75.54% | 74.66% | 81.15% | 84.94% | 85.16% | 86.15% | 85.39% | 83.17% | 81.41% | 80.29% | 78.19% | 77.65% | 75.7% | 73.99% | 73.7% | 72.29% | 71.07% | 70.79% | 69.57% | 68.77% | 68.23% | 68.47% | 68.08% | 67.73% | 67.59% | 67.47% | 67.49% | 67.59% | 67.72%
I | High carbon | 35.39% | 33.72% | 33.99% | 32.86% | 31.71% | 32.16% | 31.03% | 31.37% | 29.42% | 28.24% | 28.7% | 29.16% | 25.88% | 22.91% | 20.95% | 17.49% | 14.2% | 11.15% | 7.393% | 5.874% | 5.566% | 3.664% | 3.763% | 3.95% | 3.032% | 3.034% | 3.098% | 1.982% | 2.669% | 2.946% | 3.001% | 2.058% | 2.276% | 2.582% | 2.703% | 2.903% | 3.026% | 3.122% | 3.26%
I | Demand | 63.32% | 63.32% | 63.32% | 63.32% | 63.32% | 63.32% | 63.32% | 63.32% | 63.32% | 63.32% | 63.32% | 63.32% | 63.32% | 63.32% | 63.32% | 63.32% | 63.32% | 63.32% | 63.32% | 62.58% | 61.84% | 61.12% | 60.4% | 59.69% | 58.99% | 58.3% | 57.61% | 56.94% | 56.27% | 55.61% | 54.95% | 54.31% | 53.67% | 53.04% | 52.42% | 51.8% | 51.2% | 50.59% | 50%
Energy output
TWh/yr | Intermittent low carbon | 15.6629 | 17.1896 | 18.0835 | 18.767 | 19.2908 | 19.6803 | 19.9621 | 20.647 | 21.2878 | 20.9329 | 20.2276 | 19.2883 | 15.3457 | 12.5064 | 9.9459 | 7.9085 | 6.2912 | 5.004 | 3.9797 | 3.2313 | 2.562 | 2.0814 | 1.6524 | 1.3128 | 0 | 0 | 0 | 0 | 0 | 0 | 0 | 0 | 0 | 0 | 0 | 0 | 0 | 0 | 0
TWh/yr | Dispatchable low carbon | 130.7582 | 141.8778 | 141.0211 | 148.8376 | 156.554 | 155.6202 | 163.0813 | 157.45 | 168.6864 | 176.118 | 175.1572 | 174.2058 | 197.3939 | 216.8213 | 230.3732 | 249.2483 | 265.89 | 280.2034 | 296.1357 | 313.6432 | 326.5194 | 345.0717 | 356.5731 | 368.0345 | 383.8943 | 395.5962 | 407.3798 | 423.848 | 433.998 | 445.9164 | 459.0186 | 476.9606 | 490.2105 | 503.2833 | 517.571 | 531.734 | 546.6298 | 562.0337 | 577.4949
TWh/yr | Total low carbon | 146.4211 | 159.0673 | 159.1046 | 167.6046 | 175.8448 | 175.3005 | 183.0435 | 178.097 | 189.9743 | 197.0509 | 195.3848 | 193.4941 | 212.7396 | 229.3277 | 240.3191 | 257.1568 | 272.1811 | 285.2074 | 300.1153 | 316.8745 | 329.0813 | 347.1531 | 358.2255 | 369.3473 | 383.8943 | 395.5962 | 407.3798 | 423.848 | 433.998 | 445.9164 | 459.0186 | 476.9606 | 490.2105 | 503.2833 | 517.571 | 531.734 | 546.6298 | 562.0337 | 577.4949
TWh/yr | High carbon | 207.3089 | 193.2478 | 191.8012 | 181.8976 | 172.2594 | 171.4113 | 162.2814 | 165.8466 | 152.5936 | 144.1467 | 144.448 | 144.9793 | 124.38 | 106.4434 | 94.1089 | 75.9334 | 59.5768 | 45.2235 | 28.9938 | 22.2667 | 20.3977 | 12.9789 | 12.8841 | 13.0746 | 10.1847 | 10.4953 | 11.0904 | 7.3781 | 10.3729 | 12 | 12.8562 | 9.2981 | 10.8704 | 13.0718 | 14.5238 | 16.5803 | 18.3984 | 20.2179 | 22.5051
Emissions
gCO2/kWh | Emissions factor | 445.566 | 394.5056 | 370.6967 | 331.6119 | 294.9966 | 274.4367 | 241.5797 | 228.0925 | 192.4303 | 181.3534 | 181.3006 | 181.5275 | 155.3522 | 132.6166 | 116.9509 | 94.1198 | 73.6514 | 55.7577 | 35.6503 | 26.3894 | 23.2997 | 14.2884 | 13.6696 | 13.3679 | 10.0345 | 9.964 | 10.1451 | 6.5028 | 8.808 | 9.8166 | 10.1315 | 7.0584 | 7.9487 | 9.2064 | 9.8518 | 10.8315 | 11.5746 | 12.2482 | 13.128
MtCO2e/yr | Electricity | 157.6101 | 138.9903 | 130.0796 | 115.8991 | 102.6896 | 95.1504 | 83.4235 | 78.451 | 65.9204 | 61.8774 | 61.6119 | 61.4422 | 52.3723 | 44.5288 | 39.1117 | 31.3504 | 24.4344 | 18.4241 | 11.7328 | 8.9497 | 8.1428 | 5.1457 | 5.0729 | 5.1122 | 3.9544 | 4.0463 | 4.2454 | 2.8042 | 3.914 | 4.4952 | 4.7808 | 3.4322 | 3.9829 | 4.7538 | 5.2421 | 5.9391 | 6.54 | 7.1315 | 7.8768
MtCO2e/yr | Non-Electricity Traded | 78 | 78 | 78 | 78 | 78 | 78 | 78 | 78 | 78 | 78 | 78 | 78 | 78 | 78 | 78 | 78 | 78 | 78 | 74.1 | 70.395 | 66.8752 | 63.5315 | 60.3549 | 57.3372 | 54.4703 | 51.7468 | 49.1595 | 46.7015 | 44.3664 | 42.1481 | 40.0407 | 38.0386 | 36.1367 | 34.3299 | 32.6134 | 30.9827 | 29.4336 | 27.9619 | 26.5638
MtCO2e/yr | Total traded | 235.6101 | 216.9903 | 208.0796 | 193.8991 | 180.6896 | 173.1504 | 161.4235 | 156.451 | 143.9204 | 139.8774 | 139.6119 | 139.4422 | 130.3723 | 122.5288 | 117.1117 | 109.3504 | 102.4344 | 96.4241 | 85.8328 | 79.3447 | 75.018 | 68.6772 | 65.4278 | 62.4494 | 58.4247 | 55.7931 | 53.4049 | 49.5057 | 48.2804 | 46.6433 | 44.8215 | 41.4709 | 40.1196 | 39.0836 | 37.8555 | 36.9218 | 35.9736 | 35.0934 | 34.4406
MtCO2e/yr | UK share of EU ETS cap (current) | 3.526% 2012: 246.6; 3.526% 2013: 214.6; 3.526% 2014: 214.6; 3.526% 2015: 214.6; 3.526% 2016: 214.6; 3.526% 2017: 214.6; 3.526% 2018: 196.6; 3.526% 2019: 196.6; 3.526% 2020: 196.6; 3.526% 2021: 196.6; 3.526% 2022: 196.6; 3.526% 2023: 138; 3.526% 2024: 138; 3.526% 2025: 138; 3.526% 2026: 138; 3.526% 2027: 138
MtCO2e/yr | UK share of EU ETS cap (alternative) | 3.526% 2012: 246.6; 3.526% 2013: 214.6; 3.526% 2014: 214.6; 3.526% 2015: 214.6; 3.526% 2016: 214.6; 3.526% 2017: 214.6; 3.526% 2018: 196.6; 3.526% 2019: 196.6; 3.526% 2020: 196.6; 3.526% 2021: 196.6; 3.526% 2022: 196.6; 3.526% 2023: 172; 3.526% 2024: 172; 3.526% 2025: 172; 3.526% 2026: 172; 3.526% 2027: 172
Total Costs
£bn | Capital | 9.24 | 9.6049 | 9.7318 | 9.4936 | 9.3924 | 9.2911 | 9.19 | 10.0494 | 9.0048 | 8.1418 | 7.3678 | 6.6738 | 7.6766 | 8.3598 | 9.1038 | 9.914 | 10.7964 | 11.7572 | 12.017 | 11.8968 | 11.7779 | 11.6601 | 11.5435 | 11.428 | 12.1516 | 12.3056 | 12.3066 | 12.313 | 12.3249 | 12.3424 | 12.3655 | 12.3944 | 12.4291 | 12.4698 | 12.5166 | 12.5696 | 12.6289 | 12.6947 | 12.7671
£bn | Operating | 26.7506 | 26.5079 | 26.2596 | 26.0249 | 25.7919 | 25.5608 | 25.3313 | 25.0259 | 24.8017 | 24.5753 | 24.3469 | 24.117 | 23.9723 | 23.8429 | 23.7298 | 23.6339 | 23.5563 | 23.498 | 23.444 | 23.3863 | 23.3249 | 23.2601 | 23.1919 | 23.1204 | 23.0801 | 23.0462 | 23.0122 | 22.9781 | 22.9443 | 22.9107 | 22.8777 | 22.8454 | 22.8138 | 22.7833 | 22.7539 | 22.7259 | 22.6993 | 22.6744 | 22.6513
£bn | Fuel | 8.2924 | 7.906 | 8.0256 | 7.7846 | 7.5401 | 7.6739 | 7.4306 | 7.7669 | 7.309 | 7.0617 | 7.2377 | 7.4298 | 6.5194 | 5.7063 | 5.16 | 4.2583 | 3.4171 | 2.653 | 1.7396 | 1.3831 | 1.3117 | 0.86406 | 0.888 | 0.93291 | 0.75233 | 0.80262 | 0.87803 | 0.60473 | 0.88017 | 1.0541 | 1.1692 | 0.87541 | 1.0595 | 1.319 | 1.5172 | 1.7932 | 2.06 | 2.3435 | 2.7006
£bn | Carbon | 0.78805 | 0.76769 | 0.79367 | 0.78116 | 0.76457 | 0.78259 | 0.75795 | 0.78738 | 0.73086 | 0.75784 | 0.83357 | 0.91828 | 0.86465 | 0.8121 | 0.78796 | 0.69771 | 0.60071 | 0.50035 | 0.35199 | 0.30125 | 0.30753 | 0.21805 | 0.2412 | 0.27273 | 0.2367 | 0.27176 | 0.31992 | 0.2371 | 0.37132 | 0.47849 | 0.57098 | 0.45994 | 0.59886 | 0.80197 | 0.99226 | 1.2614 | 1.5585 | 1.9068 | 2.363
£bn | Total | 45.071 | 44.7865 | 44.8107 | 44.0842 | 43.489 | 43.3084 | 42.7099 | 43.6296 | 41.8464 | 40.5367 | 39.7859 | 39.1389 | 39.0328 | 38.7211 | 38.7816 | 38.504 | 38.3705 | 38.4086 | 37.5526 | 36.9675 | 36.722 | 36.0023 | 35.8646 | 35.7541 | 36.2207 | 36.4262 | 36.5167 | 36.133 | 36.5207 | 36.7857 | 36.9834 | 36.5751 | 36.9014 | 37.3742 | 37.7801 | 38.35 | 38.9467 | 39.6194 | 40.4819
CALCULATIONS |  | 2012 | 2013 | 2014 | 2015 | 2016 | 2017 | 2018 | 2019 | 2020 | 2021 | 2022 | 2023 | 2024 | 2025 | 2026 | 2027 | 2028 | 2029 | 2030 | 2031 | 2032 | 2033 | 2034 | 2035 | 2036 | 2037 | 2038 | 2039 | 2040 | 2041 | 2042 | 2043 | 2044 | 2045 | 2046 | 2047 | 2048 | 2049 | 2050
Low carbon industrial output
GW | Target output | 3 | 3 | 3 | 3 | 3 | 3 | 3 | 3 | 3 | 0 | 0 | 0 | 4 | 4 | 4 | 4 | 4 | 4 | 4 | 4 | 4 | 4 | 4 | 4 | 4 | 4 | 4 | 4 | 4 | 4 | 4 | 4 | 4 | 4 | 4 | 4 | 4 | 4 | 4
GW/yr | Maximum potential output | 3 | 3.3 | 3.3 | 3.3 | 3.3 | 3.3 | 3.3 | 3.3 | 3.3 | 3.3 | 2.97 | 2.673 | 2.4057 | 2.6463 | 2.9109 | 3.202 | 3.5222 | 3.8744 | 4.2618 | 4.4 | 4.4 | 4.4 | 4.4 | 4.4 | 4.4 | 4.4 | 4.4 | 4.4 | 4.4 | 4.4 | 4.4 | 4.4 | 4.4 | 4.4 | 4.4 | 4.4 | 4.4 | 4.4 | 4.4
GW/yr | Minimum potential output | 0 | 2.7 | 2.7 | 2.7 | 2.7 | 2.7 | 2.7 | 2.7 | 2.7 | 2.7 | 2.43 | 2.187 | 1.9683 | 2.1651 | 2.3816 | 2.6198 | 2.8818 | 3.17 | 3.487 | 3.6 | 3.6 | 3.6 | 3.6 | 3.6 | 3.6 | 3.6 | 3.6 | 3.6 | 3.6 | 3.6 | 3.6 | 3.6 | 3.6 | 3.6 | 3.6 | 3.6 | 3.6 | 3.6 | 3.6
GW | Actual output | 3 | 3 | 3 | 3 | 3 | 3 | 3 | 3 | 3 | 2.7 | 2.43 | 2.187 | 2.4057 | 2.6463 | 2.9109 | 3.202 | 3.5222 | 3.8744 | 4 | 4 | 4 | 4 | 4 | 4 | 4 | 4 | 4 | 4 | 4 | 4 | 4 | 4 | 4 | 4 | 4 | 4 | 4 | 4 | 4
GW | Intermittent low carbon | 1.95 | 1.95 | 1.95 | 1.95 | 1.95 | 1.95 | 1.95 | 1.95 | 1.95 | 1.755 | 1.5795 | 1.4216 | 0 | 0 | 0 | 0 | 0 | 0 | 0 | 0 | 0 | 0 | 0 | 0 | 0 | 0 | 0 | 0 | 0 | 0 | 0 | 0 | 0 | 0 | 0 | 0 | 0 | 0 | 0
GW | Dispatchable low carbon | 1.05 | 1.05 | 1.05 | 1.05 | 1.05 | 1.05 | 1.05 | 1.05 | 1.05 | 0.945 | 0.8505 | 0.76545 | 2.4057 | 2.6463 | 2.9109 | 3.202 | 3.5222 | 3.8744 | 4 | 4 | 4 | 4 | 4 | 4 | 4 | 4 | 4 | 4 | 4 | 4 | 4 | 4 | 4 | 4 | 4 | 4 | 4 | 4 | 4
Intermittent low carbon (i.e., wind)
GW | End of lfe | 0 | 1.4 | 1.51 | 1.598 | 1.6684 | 1.7247 | 1.7698 | 1.8058 | 1.8347 | 1.8577 | 1.8372 | 1.7856 | 1.7128 | 1.3703 | 1.0962 | 0.87697 | 0.70157 | 0.56126 | 0.44901 | 0.35921 | 0.28736 | 0.22989 | 0.18391 | 0.14713 | 0.1177 | 0 | 0 | 0 | 0 | 0 | 0 | 0 | 0 | 0 | 0 | 0 | 0 | 0 | 0
GW | Capacity after end of life
GW | De-rated capacity after end of life
GW | Constructed | 1.95 | 1.95 | 1.95 | 1.95 | 1.95 | 1.95 | 1.95 | 1.95 | 1.95 | 1.755 | 1.5795 | 1.4216 | 0 | 0 | 0 | 0 | 0 | 0 | 0 | 0 | 0 | 0 | 0 | 0 | 0 | 0 | 0 | 0 | 0 | 0 | 0 | 0 | 0 | 0 | 0 | 0 | 0 | 0 | 0
GW | Capacity | 7 | 7.55 | 7.99 | 8.342 | 8.6236 | 8.8489 | 9.0291 | 9.1733 | 9.2886 | 9.1859 | 8.9282 | 8.5641 | 6.8513 | 5.481 | 4.3848 | 3.5079 | 2.8063 | 2.245 | 1.796 | 1.4368 | 1.1495 | 0.91957 | 0.73565 | 0.58852 | 0 | 0 | 0 | 0 | 0 | 0 | 0 | 0 | 0 | 0 | 0 | 0 | 0 | 0 | 0
| Availability factor | 25.67% | 25.67% | 25.67% | 25.67% | 25.67% | 25.67% | 25.67% | 25.67% | 25.67% | 25.67% | 25.67% | 25.67% | 25.67% | 25.67% | 25.67% | 25.67% | 25.67% | 25.67% | 25.67% | 25.67% | 25.67% | 25.67% | 25.67% | 25.67% | 25.67% | 25.67% | 25.67% | 25.67% | 25.67% | 25.67% | 25.67% | 25.67% | 25.67% | 25.67% | 25.67% | 25.67% | 25.67% | 25.67% | 25.67%
Dispatchable low carbon (i.e., nuclear or CCS)
GW | Legacy end of life | 2014: 0.5; 2019: 2
GW | Calculated end of life | 0 | 0.25487 | 0.26812 | 0.27729 | 0.29016 | 0.30283 | 0.31528 | 0.32753 | 0.31169 | 0.324 | 0.33435 | 0.34295 | 0.34999 | 0.38425 | 0.42195 | 0.46344 | 0.50908 | 0.5593 | 0.61455 | 0.67097 | 0.72646 | 0.78102 | 0.83467 | 0.88742 | 0.9393 | 0.99031 | 1.0405 | 1.0898 | 1.1383 | 1.186 | 1.2329 | 1.279 | 1.3244 | 1.369 | 1.4128 | 1.4559 | 1.4983 | 1.54 | 1.581
GW | Constructed | 1.05 | 1.05 | 1.05 | 1.05 | 1.05 | 1.05 | 1.05 | 1.05 | 1.05 | 0.945 | 0.8505 | 0.76545 | 2.4057 | 2.6463 | 2.9109 | 3.202 | 3.5222 | 3.8744 | 4 | 4 | 4 | 4 | 4 | 4 | 4 | 4 | 4 | 4 | 4 | 4 | 4 | 4 | 4 | 4 | 4 | 4 | 4 | 4 | 4
GW | Capacity | 15.292 | 16.0871 | 16.6371 | 17.4098 | 18.1697 | 18.9169 | 19.6516 | 18.7016 | 19.4399 | 20.0609 | 20.577 | 20.9995 | 23.0552 | 25.3173 | 27.8062 | 30.5448 | 33.5579 | 36.873 | 40.2584 | 43.5874 | 46.861 | 50.08 | 53.2453 | 56.3579 | 59.4186 | 62.4283 | 65.3878 | 68.298 | 71.1597 | 73.9737 | 76.7408 | 79.4618 | 82.1374 | 84.7685 | 87.3557 | 89.8997 | 92.4014 | 94.8614 | 97.2804
High carbon (i.e., unabated gas)
GW | High carbon legacy end of life | 2012: 1.25; 2013: 1.25; 2014: 1.25; 2015: 1.25
GW | High carbon calculated End of life | 0 | 2.2273 | 2.1793 | 2.1458 | 2.1052 | 2.0656 | 2.0268 | 1.9888 | 2.0101 | 1.9726 | 1.9407 | 1.9136 | 1.8906 | 1.8276 | 1.7666 | 1.7078 | 1.6508 | 1.5958 | 1.5426 | 1.4912 | 1.4415 | 1.3934 | 1.347 | 1.3021 | 1.2587 | 1.2773 | 1.3154 | 1.3614 | 1.4154 | 1.4779 | 1.5489 | 1.6289 | 1.718 | 1.8165 | 1.9249 | 2.0433 | 2.1721 | 2.3118 | 2.4626
GW | High carbon Capacity less end of life | 66.82 | 64.5927 | 63.2002 | 62.2288 | 61.0507 | 59.9011 | 58.7772 | 57.6763 | 58.2929 | 57.2041 | 56.2797 | 55.4945 | 54.827 | 52.9995 | 51.2328 | 49.525 | 47.8742 | 46.2784 | 44.7358 | 43.2446 | 41.8031 | 40.4097 | 39.0627 | 37.7606 | 36.5019 | 37.0413 | 38.146 | 39.4792 | 41.0477 | 42.8585 | 44.9191 | 47.2372 | 49.8212 | 52.6794 | 55.8209 | 59.2552 | 62.9921 | 67.0419 | 71.4154
GW | Derated total capacity | 68.3124 | 67.2776 | 66.692 | 66.6219 | 66.3613 | 66.1036 | 65.8483 | 64.1736 | 65.3202 | 64.9487 | 64.5949 | 64.256 | 65.1716 | 65.381 | 65.8793 | 66.6747 | 67.7794 | 69.2092 | 70.761 | 72.3217 | 73.8878 | 75.4561 | 77.0243 | 78.5903 | 80.0723 | 83.0675 | 86.4779 | 90.0315 | 93.7344 | 97.593 | 101.6141 | 105.8047 | 110.172 | 114.7235 | 119.4673 | 124.4115 | 129.5648 | 134.9361 | 140.5348
GQ | Surplus (Shortfall) in de-rated capacity | 0.12466 | -0.63736 | -0.95129 | -0.75089 | -0.74198 | -0.73129 | -0.71922 | -2.1277 | -0.71581 | -0.82324 | -0.91394 | -0.99075 | 0.18578 | 0.65517 | 1.4123 | 2.4656 | 3.8271 | 5.5128 | 7.3193 | 6.1696 | 4.9093 | 3.5307 | 2.0259 | 0.38764 | -1.4715 | -1.9603 | -2.1826 | -2.417 | -2.6638 | -2.9237 | -3.1971 | -3.4845 | -3.7866 | -4.1038 | -4.4368 | -4.7863 | -5.1529 | -5.5373 | -5.9402
GW | New high carbon constructed to ensure security of supply | 0 | 0.78687 | 1.1744 | 0.92703 | 0.91603 | 0.90283 | 0.88792 | 2.6268 | 0.88371 | 1.0163 | 1.1283 | 1.2232 | 0 | 0 | 0 | 0 | 0 | 0 | 0 | 0 | 0 | 0 | 0 | 0 | 1.8167 | 2.4201 | 2.6946 | 2.9839 | 3.2887 | 3.6095 | 3.947 | 4.3019 | 4.6748 | 5.0664 | 5.4776 | 5.909 | 6.3616 | 6.8361 | 7.3336
GW | High carbon capacity | 66.82 | 65.3795 | 64.3746 | 63.1559 | 61.9667 | 60.804 | 59.6651 | 60.303 | 59.1766 | 58.2204 | 57.4081 | 56.7176 | 54.827 | 52.9995 | 51.2328 | 49.525 | 47.8742 | 46.2784 | 44.7358 | 43.2446 | 41.8031 | 40.4097 | 39.0627 | 37.7606 | 38.3186 | 39.4614 | 40.8405 | 42.4631 | 44.3364 | 46.468 | 48.8661 | 51.5391 | 54.4959 | 57.7458 | 61.2985 | 65.1642 | 69.3537 | 73.878 | 78.749
gCO2/kWh | High carbon emissions factor | 760.2668 | 719.2335 | 678.2001 | 637.1668 | 596.1334 | 555.1001 | 514.0667 | 473.0334 | 432 | 429.2667 | 426.5333 | 423.8 | 421.0667 | 418.3333 | 415.6 | 412.8667 | 410.1333 | 407.4 | 404.6667 | 401.9333 | 399.2 | 396.4667 | 393.7333 | 391 | 388.2667 | 385.5333 | 382.8 | 380.0667 | 377.3333 | 374.6 | 371.8667 | 369.1333 | 366.4 | 363.6667 | 360.9333 | 358.2 | 355.4667 | 352.7333 | 350
Industry
MtCO2e | Emissions | 78 | 78 | 78 | 78 | 78 | 78 | 78 | 78 | 78 | 78 | 78 | 78 | 78 | 78 | 78 | 78 | 78 | 78 | 74.1 | 70.395 | 66.8752 | 63.5315 | 60.3549 | 57.3372 | 54.4703 | 51.7468 | 49.1595 | 46.7015 | 44.3664 | 42.1481 | 40.0407 | 38.0386 | 36.1367 | 34.3299 | 32.6134 | 30.9827 | 29.4336 | 27.9619 | 26.5638
Demand Parameters
TWh | Energy | 353.73 | 352.3151 | 350.9058 | 349.5022 | 348.1042 | 346.7118 | 345.3249 | 343.9436 | 342.5678 | 341.1976 | 339.8328 | 338.4735 | 337.1196 | 335.7711 | 334.428 | 333.0903 | 331.7579 | 330.4309 | 329.1092 | 339.1412 | 349.479 | 360.132 | 371.1096 | 382.4219 | 394.0791 | 406.0915 | 418.4702 | 431.2261 | 444.3709 | 457.9164 | 471.8748 | 486.2586 | 501.0809 | 516.3551 | 532.0948 | 548.3143 | 565.0282 | 582.2516 | 600
GW | Min | 20.627 | 20.5445 | 20.4624 | 20.3805 | 20.299 | 20.2178 | 20.1369 | 20.0564 | 19.9761 | 19.8962 | 19.8167 | 19.7374 | 19.6584 | 19.5798 | 19.5015 | 19.4235 | 19.3458 | 19.2684 | 19.1913 | 19.7545 | 20.3342 | 20.9309 | 21.5451 | 22.1773 | 22.8281 | 23.498 | 24.1875 | 24.8973 | 25.6279 | 26.3799 | 27.154 | 27.9508 | 28.771 | 29.6153 | 30.4843 | 31.3789 | 32.2997 | 33.2475 | 34.2231
GW | Mean | 40.3525 | 40.1911 | 40.0303 | 39.8702 | 39.7107 | 39.5519 | 39.3937 | 39.2361 | 39.0792 | 38.9228 | 38.7671 | 38.6121 | 38.4576 | 38.3038 | 38.1506 | 37.998 | 37.846 | 37.6946 | 37.5438 | 38.6882 | 39.8676 | 41.0828 | 42.3351 | 43.6256 | 44.9554 | 46.3258 | 47.7379 | 49.193 | 50.6926 | 52.2378 | 53.8301 | 55.471 | 57.1619 | 58.9043 | 60.6998 | 62.5501 | 64.4568 | 66.4216 | 68.4463
GW | Median | 42.1279 | 41.9594 | 41.7915 | 41.6244 | 41.4579 | 41.292 | 41.1269 | 40.9624 | 40.7985 | 40.6353 | 40.4728 | 40.3109 | 40.1496 | 39.989 | 39.8291 | 39.6698 | 39.5111 | 39.353 | 39.1956 | 40.1924 | 41.2109 | 42.2516 | 43.3146 | 44.4003 | 45.5089 | 46.6407 | 47.7959 | 48.9748 | 50.1776 | 51.4046 | 52.6558 | 53.9315 | 55.2318 | 56.5569 | 57.9069 | 59.2819 | 60.6819 | 62.1071 | 63.5573
GW | Max | 63.7269 | 63.4719 | 63.2181 | 62.9652 | 62.7133 | 62.4625 | 62.2126 | 61.9638 | 61.7159 | 61.4691 | 61.2232 | 60.9783 | 60.7344 | 60.4914 | 60.2495 | 60.0085 | 59.7684 | 59.5294 | 59.2912 | 61.8244 | 64.4658 | 67.2201 | 70.092 | 73.0866 | 76.2092 | 79.4652 | 82.8603 | 86.4004 | 90.0918 | 93.9409 | 97.9544 | 102.1395 | 106.5033 | 111.0536 | 115.7982 | 120.7456 | 125.9044 | 131.2836 | 136.8925
GW | Max plus capacity margin | 68.1877 | 67.915 | 67.6433 | 67.3728 | 67.1033 | 66.8348 | 66.5675 | 66.3012 | 66.036 | 65.7719 | 65.5088 | 65.2468 | 64.9858 | 64.7258 | 64.4669 | 64.2091 | 63.9522 | 63.6964 | 63.4416 | 66.1521 | 68.9784 | 71.9255 | 74.9984 | 78.2027 | 81.5438 | 85.0277 | 88.6605 | 92.4484 | 96.3982 | 100.5167 | 104.8112 | 109.2892 | 113.9585 | 118.8273 | 123.9041 | 129.1978 | 134.7177 | 140.4734 | 146.475
| Intermittent low carbon (i.e., wind) | 2012 | 2013 | 2014 | 2015 | 2016 | 2017 | 2018 | 2019 | 2020 | 2021 | 2022 | 2023 | 2024 | 2025 | 2026 | 2027 | 2028 | 2029 | 2030 | 2031 | 2032 | 2033 | 2034 | 2035 | 2036 | 2037 | 2038 | 2039 | 2040 | 2041 | 2042 | 2043 | 2044 | 2045 | 2046 | 2047 | 2048 | 2049 | 2050
GW | Capacity 1 | 0 | 0 | 0 | 0 | 0 | 0 | 0 | 0 | 0 | 0 | 0 | 0 | 0 | 0 | 0 | 0 | 0 | 0 | 0 | 0 | 0 | 0 | 0 | 0 | 0 | 0 | 0 | 0 | 0 | 0 | 0 | 0 | 0 | 0 | 0 | 0 | 0 | 0 | 0
| Rounded down capacity 2 | 0 | 0 | 0 | 0 | 0 | 0 | 0 | 0 | 0 | 0 | 0 | 0 | 0 | 0 | 0 | 0 | 0 | 0 | 0 | 0 | 0 | 0 | 0 | 0 | 0 | 0 | 0 | 0 | 0 | 0 | 0 | 0 | 0 | 0 | 0 | 0 | 0 | 0 | 0
GW | Capacity 2 | 0 | 0 | 0 | 0 | 0 | 0 | 0 | 0 | 0 | 0 | 0 | 0 | 0 | 0 | 0 | 0 | 0 | 0 | 0 | 0 | 0 | 0 | 0 | 0 | 0 | 0 | 0 | 0 | 0 | 0 | 0 | 0 | 0 | 0 | 0 | 0 | 0 | 0 | 0
| Rounded down capacity 3 | 1 | 1 | 2 | 2 | 2 | 2 | 2 | 2 | 2 | 2 | 2 | 2 | 1 | 1 | 1 | 0 | 0 | 0 | 0 | 0 | 0 | 0 | 0 | 0 | 0 | 0 | 0 | 0 | 0 | 0 | 0 | 0 | 0 | 0 | 0 | 0 | 0 | 0 | 0
GW | Capacity 3 | 1.7967 | 1.9379 | 2.0508 | 2.1412 | 2.2134 | 2.2713 | 2.3175 | 2.3545 | 2.3841 | 2.3578 | 2.2916 | 2.1982 | 1.7585 | 1.4068 | 1.1255 | 0.90038 | 0.7203 | 0.57624 | 0.46099 | 0.36879 | 0.29504 | 0.23603 | 0.18882 | 0.15106 | 0 | 0 | 0 | 0 | 0 | 0 | 0 | 0 | 0 | 0 | 0 | 0 | 0 | 0 | 0
| Rounded down capacity 4 | 7 | 7 | 7 | 8 | 8 | 8 | 9 | 9 | 9 | 9 | 8 | 8 | 6 | 5 | 4 | 3 | 2 | 2 | 1 | 1 | 1 | 0 | 0 | 0 | 0 | 0 | 0 | 0 | 0 | 0 | 0 | 0 | 0 | 0 | 0 | 0 | 0 | 0 | 0
GW | Capacity 4 | 7 | 7.55 | 7.99 | 8.342 | 8.6236 | 8.8489 | 9.0291 | 9.1733 | 9.2886 | 9.1859 | 8.9282 | 8.5641 | 6.8513 | 5.481 | 4.3848 | 3.5079 | 2.8063 | 2.245 | 1.796 | 1.4368 | 1.1495 | 0.91957 | 0.73565 | 0.58852 | 0 | 0 | 0 | 0 | 0 | 0 | 0 | 0 | 0 | 0 | 0 | 0 | 0 | 0 | 0
| Load factor 1 | 100% | 100% | 100% | 100% | 100% | 100% | 100% | 100% | 100% | 100% | 100% | 100% | 100% | 100% | 100% | 100% | 100% | 100% | 100% | 100% | 100% | 100% | 100% | 100% | 100% | 100% | 100% | 100% | 100% | 100% | 100% | 100% | 100% | 100% | 100% | 100% | 100% | 100% | 100%
| Load factor 2 | 100% | 100% | 100% | 100% | 100% | 100% | 100% | 100% | 100% | 100% | 100% | 100% | 100% | 100% | 100% | 100% | 100% | 100% | 100% | 100% | 100% | 100% | 100% | 100% | 100% | 100% | 100% | 100% | 100% | 100% | 100% | 100% | 100% | 100% | 100% | 100% | 100% | 100% | 100%
| Load factor 3 | 25.67% | 25.67% | 25.67% | 25.67% | 25.67% | 25.67% | 25.67% | 25.67% | 25.67% | 25.67% | 25.67% | 25.67% | 25.67% | 25.67% | 25.67% | 25.67% | 25.67% | 25.67% | 25.67% | 25.67% | 25.67% | 25.67% | 25.67% | 25.67% | #DIV/0! | #DIV/0! | #DIV/0! | #DIV/0! | #DIV/0! | #DIV/0! | #DIV/0! | #DIV/0! | #DIV/0! | #DIV/0! | #DIV/0! | #DIV/0! | #DIV/0! | #DIV/0! | #DIV/0!
Load factor 4 | bar: 2012 to 2050
Pdf 1-2 | bar: 2012 to 2050
| Pdf 2 | 41.37% | 38.36% | 36.25% | 34.72% | 33.58% | 32.73% | 32.07% | 31.57% | 31.18% | 31.53% | 32.44% | 33.82% | 42.27% | 52.84% | 66.05% | 82.56% | 103.2% | 129% | 161.2% | 201.6% | 251.9% | 314.9% | 393.7% | 492.1% | 0% | 0% | 0% | 0% | 0% | 0% | 0% | 0% | 0% | 0% | 0% | 0% | 0% | 0% | 0%
| Pdf 2-3 | 41.37% | 38.36% | 36.25% | 34.72% | 33.58% | 32.73% | 32.07% | 31.57% | 31.18% | 31.53% | 32.44% | 33.82% | 42.27% | 52.84% | 66.05% | 82.56% | 103.2% | 129% | 161.2% | 201.6% | 251.9% | 314.9% | 393.7% | 492.1% | 0% | 0% | 0% | 0% | 0% | 0% | 0% | 0% | 0% | 0% | 0% | 0% | 0% | 0% | 0%
| Pdf 3 | 33.96% | 36.26% | 5.944% | 8.456% | 10.32% | 11.72% | 12.79% | 13.62% | 14.27% | 13.69% | 12.2% | 9.935% | 33.28% | 25.23% | 15.17% | 75.31% | 77.77% | 80.85% | 84.7% | 89.5% | 95.51% | 100% | 100% | 100% | 0% | 0% | 0% | 0% | 0% | 0% | 0% | 0% | 0% | 0% | 0% | 0% | 0% | 0% | 0%
| Pdf 3-4 | 4.933% | 4.574% | 4.322% | 4.139% | 4.004% | 3.902% | 3.824% | 3.764% | 3.717% | 3.759% | 3.868% | 4.032% | 5.04% | 6.3% | 7.875% | 9.844% | 12.3% | 15.38% | 19.23% | 24.03% | 30.04% | 37.55% | 46.94% | 58.67% | 0% | 0% | 0% | 0% | 0% | 0% | 0% | 0% | 0% | 0% | 0% | 0% | 0% | 0% | 0%
| Pdf 4 | 0% | 2.515% | 4.278% | 1.416% | 2.497% | 3.313% | 0.1113% | 0.6523% | 1.073% | 0.6988% | 3.59% | 2.275% | 4.291% | 3.031% | 3.031% | 4.999% | 9.921% | 3.769% | 15.3% | 10.5% | 4.49% | 34.53% | 34.53% | 34.53% | 0% | 0% | 0% | 0% | 0% | 0% | 0% | 0% | 0% | 0% | 0% | 0% | 0% | 0% | 0%
Pdf 4+ | bar: 2012 to 2050
JUMP DOWN TO THE BOTTOM OF THE WORKSHEET TO SEE HOW WE CONVERT THAT PDF INTO THE LOAD FACTORS BELOW
| Load factor | 2012 | 2013 | 2014 | 2015 | 2016 | 2017 | 2018 | 2019 | 2020 | 2021 | 2022 | 2023 | 2024 | 2025 | 2026 | 2027 | 2028 | 2029 | 2030 | 2031 | 2032 | 2033 | 2034 | 2035 | 2036 | 2037 | 2038 | 2039 | 2040 | 2041 | 2042 | 2043 | 2044 | 2045 | 2046 | 2047 | 2048 | 2049 | 2050
| Intermittent | 25.53% | 25.97% | 25.82% | 25.66% | 25.52% | 25.37% | 25.22% | 25.68% | 26.14% | 26% | 25.85% | 25.69% | 25.55% | 26.03% | 25.88% | 25.72% | 25.57% | 25.43% | 25.28% | 25.66% | 25.43% | 25.82% | 25.62% | 25.45% | 25.85% | 25.7% | 25.55% | 25.95% | 25.69% | 25.6% | 25.5% | 25.91% | 25.79% | 25.72% | 25.65% | 25.62% | 25.57% | 25.58% | 25.54%
| Dispatchable low carbon | 97.54% | 100.6% | 96.7% | 97.53% | 98.29% | 93.85% | 94.67% | 96.04% | 98.99% | 100.2% | 97.11% | 94.63% | 97.67% | 97.7% | 94.51% | 93.09% | 90.39% | 86.69% | 83.91% | 82.09% | 79.49% | 78.6% | 76.4% | 74.5% | 73.7% | 72.29% | 71.07% | 70.79% | 69.57% | 68.77% | 68.23% | 68.47% | 68.08% | 67.73% | 67.59% | 67.47% | 67.49% | 67.59% | 67.72%
| High carbon | 35.39% | 33.72% | 33.99% | 32.86% | 31.71% | 32.16% | 31.03% | 31.37% | 29.42% | 28.24% | 28.7% | 29.16% | 25.88% | 22.91% | 20.95% | 17.49% | 14.2% | 11.15% | 7.393% | 5.874% | 5.566% | 3.664% | 3.763% | 3.95% | 3.032% | 3.034% | 3.098% | 1.982% | 2.669% | 2.946% | 3.001% | 2.058% | 2.276% | 2.582% | 2.703% | 2.903% | 3.026% | 3.122% | 3.26%
| Energy output | 2012 | 2013 | 2014 | 2015 | 2016 | 2017 | 2018 | 2019 | 2020 | 2021 | 2022 | 2023 | 2024 | 2025 | 2026 | 2027 | 2028 | 2029 | 2030 | 2031 | 2032 | 2033 | 2034 | 2035 | 2036 | 2037 | 2038 | 2039 | 2040 | 2041 | 2042 | 2043 | 2044 | 2045 | 2046 | 2047 | 2048 | 2049 | 2050
TWh/yr | Intermittent | 15.6629 | 17.1896 | 18.0835 | 18.767 | 19.2908 | 19.6803 | 19.9621 | 20.647 | 21.2878 | 20.9329 | 20.2276 | 19.2883 | 15.3457 | 12.5064 | 9.9459 | 7.9085 | 6.2912 | 5.004 | 3.9797 | 3.2313 | 2.562 | 2.0814 | 1.6524 | 1.3128 | 0 | 0 | 0 | 0 | 0 | 0 | 0 | 0 | 0 | 0 | 0 | 0 | 0 | 0 | 0
TWh/yr | Dispatchable low carbon | 130.7582 | 141.8778 | 141.0211 | 148.8376 | 156.554 | 155.6202 | 163.0813 | 157.45 | 168.6864 | 176.118 | 175.1572 | 174.2058 | 197.3939 | 216.8213 | 230.3732 | 249.2483 | 265.89 | 280.2034 | 296.1357 | 313.6432 | 326.5194 | 345.0717 | 356.5731 | 368.0345 | 383.8943 | 395.5962 | 407.3798 | 423.848 | 433.998 | 445.9164 | 459.0186 | 476.9606 | 490.2105 | 503.2833 | 517.571 | 531.734 | 546.6298 | 562.0337 | 577.4949
TWh/yr | High carbon | 207.3089 | 193.2478 | 191.8012 | 181.8976 | 172.2594 | 171.4113 | 162.2814 | 165.8466 | 152.5936 | 144.1467 | 144.448 | 144.9793 | 124.38 | 106.4434 | 94.1089 | 75.9334 | 59.5768 | 45.2235 | 28.9938 | 22.2667 | 20.3977 | 12.9789 | 12.8841 | 13.0746 | 10.1847 | 10.4953 | 11.0904 | 7.3781 | 10.3729 | 12 | 12.8562 | 9.2981 | 10.8704 | 13.0718 | 14.5238 | 16.5803 | 18.3984 | 20.2179 | 22.5051
TWh/yr | Total | 353.73 | 352.3151 | 350.9058 | 349.5022 | 348.1042 | 346.7118 | 345.3249 | 343.9436 | 342.5678 | 341.1976 | 339.8328 | 338.4735 | 337.1196 | 335.7711 | 334.428 | 333.0903 | 331.7579 | 330.4309 | 329.1092 | 339.1412 | 349.479 | 360.132 | 371.1096 | 382.4219 | 394.0791 | 406.0915 | 418.4702 | 431.2261 | 444.3709 | 457.9164 | 471.8748 | 486.2586 | 501.0809 | 516.3551 | 532.0948 | 548.3143 | 565.0282 | 582.2516 | 600
TWh/yr | Error | 0 | 0 | 0 | 0 | 0 | 0 | 0 | 0 | 0 | 0 | 0 | 0 | 0 | 0 | 0 | 0 | 0 | 0 | 0 | 0 | 0 | 0 | 0 | 0 | 0 | 0 | 0 | 0 | 0 | 0 | 0 | 0 | 0 | 0 | 0 | 0 | 0 | 0 | 0
| EMISSIONS | 2012 | 2013 | 2014 | 2015 | 2016 | 2017 | 2018 | 2019 | 2020 | 2021 | 2022 | 2023 | 2024 | 2025 | 2026 | 2027 | 2028 | 2029 | 2030 | 2031 | 2032 | 2033 | 2034 | 2035 | 2036 | 2037 | 2038 | 2039 | 2040 | 2041 | 2042 | 2043 | 2044 | 2045 | 2046 | 2047 | 2048 | 2049 | 2050
MtCO2e | High carbon | 157.6101 | 138.9903 | 130.0796 | 115.8991 | 102.6896 | 95.1504 | 83.4235 | 78.451 | 65.9204 | 61.8774 | 61.6119 | 61.4422 | 52.3723 | 44.5288 | 39.1117 | 31.3504 | 24.4344 | 18.4241 | 11.7328 | 8.9497 | 8.1428 | 5.1457 | 5.0729 | 5.1122 | 3.9544 | 4.0463 | 4.2454 | 2.8042 | 3.914 | 4.4952 | 4.7808 | 3.4322 | 3.9829 | 4.7538 | 5.2421 | 5.9391 | 6.54 | 7.1315 | 7.8768
MtCO2e | Industry | 78 | 78 | 78 | 78 | 78 | 78 | 78 | 78 | 78 | 78 | 78 | 78 | 78 | 78 | 78 | 78 | 78 | 78 | 74.1 | 70.395 | 66.8752 | 63.5315 | 60.3549 | 57.3372 | 54.4703 | 51.7468 | 49.1595 | 46.7015 | 44.3664 | 42.1481 | 40.0407 | 38.0386 | 36.1367 | 34.3299 | 32.6134 | 30.9827 | 29.4336 | 27.9619 | 26.5638
MtCO2e | Total | 235.6101 | 216.9903 | 208.0796 | 193.8991 | 180.6896 | 173.1504 | 161.4235 | 156.451 | 143.9204 | 139.8774 | 139.6119 | 139.4422 | 130.3723 | 122.5288 | 117.1117 | 109.3504 | 102.4344 | 96.4241 | 85.8328 | 79.3447 | 75.018 | 68.6772 | 65.4278 | 62.4494 | 58.4247 | 55.7931 | 53.4049 | 49.5057 | 48.2804 | 46.6433 | 44.8215 | 41.4709 | 40.1196 | 39.0836 | 37.8555 | 36.9218 | 35.9736 | 35.0934 | 34.4406
gCO2e/kWh | Electricity emissions factor | 445.566 | 394.5056 | 370.6967 | 331.6119 | 294.9966 | 274.4367 | 241.5797 | 228.0925 | 192.4303 | 181.3534 | 181.3006 | 181.5275 | 155.3522 | 132.6166 | 116.9509 | 94.1198 | 73.6514 | 55.7577 | 35.6503 | 26.3894 | 23.2997 | 14.2884 | 13.6696 | 13.3679 | 10.0345 | 9.964 | 10.1451 | 6.5028 | 8.808 | 9.8166 | 10.1315 | 7.0584 | 7.9487 | 9.2064 | 9.8518 | 10.8315 | 11.5746 | 12.2482 | 13.128
COSTS
£/MWh | Fuel | 20 | 20.4556 | 20.9216 | 21.3983 | 21.8857 | 22.3843 | 22.8943 | 23.4159 | 23.9493 | 24.4949 | 25.0529 | 25.6237 | 26.2074 | 26.8045 | 27.4151 | 28.0397 | 28.6784 | 29.3318 | 30 | 31.0579 | 32.1532 | 33.2871 | 34.461 | 35.6762 | 36.9343 | 38.2368 | 39.5852 | 40.9812 | 42.4264 | 43.9226 | 45.4715 | 47.075 | 48.7351 | 50.4538 | 52.233 | 54.075 | 55.982 | 57.9562 | 60
£/tCO2 | Carbon | 5 | 5.5233 | 6.1014 | 6.74 | 7.4455 | 8.2248 | 9.0856 | 10.0365 | 11.087 | 12.2474 | 13.5293 | 14.9454 | 16.5096 | 18.2376 | 20.1465 | 22.2551 | 24.5844 | 27.1576 | 30 | 33.6606 | 37.7678 | 42.3761 | 47.5468 | 53.3484 | 59.8579 | 67.1616 | 75.3566 | 84.5515 | 94.8683 | 106.444 | 119.4322 | 134.0051 | 150.3562 | 168.7024 | 189.2872 | 212.3837 | 238.2985 | 267.3753 | 300
| Intermittent | 2012 | 2013 | 2014 | 2015 | 2016 | 2017 | 2018 | 2019 | 2020 | 2021 | 2022 | 2023 | 2024 | 2025 | 2026 | 2027 | 2028 | 2029 | 2030 | 2031 | 2032 | 2033 | 2034 | 2035 | 2036 | 2037 | 2038 | 2039 | 2040 | 2041 | 2042 | 2043 | 2044 | 2045 | 2046 | 2047 | 2048 | 2049 | 2050
£/kW | Capital | 2800 | 2772 | 2744.28 | 2716.8372 | 2689.6688 | 2662.7721 | 2636.1444 | 2609.783 | 2583.6851 | 2557.8483 | 2532.2698 | 2506.9471 | 2481.8776 | 2457.0589 | 2432.4883 | 2408.1634 | 2384.0818 | 2360.2409 | 2336.6385 | 2313.2721 | 2290.1394 | 2267.238 | 2244.5657 | 2222.12 | 2199.8988 | 2177.8998 | 2156.1208 | 2134.5596 | 2113.214 | 2092.0819 | 2071.161 | 2050.4494 | 2029.9449 | 2009.6455 | 1989.549 | 1969.6535 | 1949.957 | 1930.4574 | 1911.1529
£/kW/yr | Operating | 126 | 124.74 | 123.4926 | 122.2577 | 121.0351 | 119.8247 | 118.6265 | 117.4402 | 116.2658 | 115.1032 | 113.9521 | 112.8126 | 111.6845 | 110.5676 | 109.462 | 108.3674 | 107.2837 | 106.2108 | 105.1487 | 104.0972 | 103.0563 | 102.0257 | 101.0055 | 99.9954 | 98.9954 | 98.0055 | 97.0254 | 96.0552 | 95.0946 | 94.1437 | 93.2022 | 92.2702 | 91.3475 | 90.434 | 89.5297 | 88.6344 | 87.7481 | 86.8706 | 86.0019
£bn | Capital | 5.46 | 5.4054 | 5.3513 | 5.2978 | 5.2449 | 5.1924 | 5.1405 | 5.0891 | 5.0382 | 4.489 | 3.9997 | 3.5638 | 0 | 0 | 0 | 0 | 0 | 0 | 0 | 0 | 0 | 0 | 0 | 0 | 0 | 0 | 0 | 0 | 0 | 0 | 0 | 0 | 0 | 0 | 0 | 0 | 0 | 0 | 0
£bn | Operating | 0.882 | 0.94179 | 0.98671 | 1.0199 | 1.0438 | 1.0603 | 1.0711 | 1.0773 | 1.0799 | 1.0573 | 1.0174 | 0.96614 | 0.76518 | 0.60603 | 0.47997 | 0.38014 | 0.30107 | 0.23845 | 0.18885 | 0.14957 | 0.11846 | 0.093819 | 0.074305 | 0.05885 | 0 | 0 | 0 | 0 | 0 | 0 | 0 | 0 | 0 | 0 | 0 | 0 | 0 | 0 | 0
£bn | Total | 6.342 | 6.3472 | 6.3381 | 6.3177 | 6.2886 | 6.2527 | 6.2116 | 6.1664 | 6.1181 | 5.5464 | 5.0171 | 4.5299 | 0.76518 | 0.60603 | 0.47997 | 0.38014 | 0.30107 | 0.23845 | 0.18885 | 0.14957 | 0.11846 | 0.093819 | 0.074305 | 0.05885 | 0 | 0 | 0 | 0 | 0 | 0 | 0 | 0 | 0 | 0 | 0 | 0 | 0 | 0 | 0
Dispatchable low carbon
£/kW | Capital | 3600 | 3564 | 3528.36 | 3493.0764 | 3458.1456 | 3423.5642 | 3389.3285 | 3355.4353 | 3321.8809 | 3288.6621 | 3255.7755 | 3223.2177 | 3190.9855 | 3159.0757 | 3127.4849 | 3096.2101 | 3065.248 | 3034.5955 | 3004.2495 | 2974.207 | 2944.465 | 2915.0203 | 2885.8701 | 2857.0114 | 2828.4413 | 2800.1569 | 2772.1553 | 2744.4338 | 2716.9894 | 2689.8195 | 2662.9213 | 2636.2921 | 2609.9292 | 2583.8299 | 2557.9916 | 2532.4117 | 2507.0876 | 2482.0167 | 2457.1965
£/kW/yr | Operating | 75 | 74.25 | 73.5075 | 72.7724 | 72.0447 | 71.3243 | 70.611 | 69.9049 | 69.2059 | 68.5138 | 67.8287 | 67.1504 | 66.4789 | 65.8141 | 65.1559 | 64.5044 | 63.8593 | 63.2207 | 62.5885 | 61.9626 | 61.343 | 60.7296 | 60.1223 | 59.5211 | 58.9259 | 58.3366 | 57.7532 | 57.1757 | 56.6039 | 56.0379 | 55.4775 | 54.9228 | 54.3735 | 53.8298 | 53.2915 | 52.7586 | 52.231 | 51.7087 | 51.1916
1/efficiency | Fuel MWh per MWh of electricity produced | 0 | 0 | 0 | 0 | 0 | 0 | 0 | 0 | 0 | 0 | 0 | 0 | 0 | 0 | 0 | 0 | 0 | 0 | 0 | 0 | 0 | 0 | 0 | 0 | 0 | 0 | 0 | 0 | 0 | 0 | 0 | 0 | 0 | 0 | 0 | 0 | 0 | 0 | 0
TWh/yr | Fuel demand | 0 | 0 | 0 | 0 | 0 | 0 | 0 | 0 | 0 | 0 | 0 | 0 | 0 | 0 | 0 | 0 | 0 | 0 | 0 | 0 | 0 | 0 | 0 | 0 | 0 | 0 | 0 | 0 | 0 | 0 | 0 | 0 | 0 | 0 | 0 | 0 | 0 | 0 | 0
£bn | Capital | 3.78 | 3.7422 | 3.7048 | 3.6677 | 3.6311 | 3.5947 | 3.5588 | 3.5232 | 3.488 | 3.1078 | 2.769 | 2.4672 | 7.6766 | 8.3598 | 9.1038 | 9.914 | 10.7964 | 11.7572 | 12.017 | 11.8968 | 11.7779 | 11.6601 | 11.5435 | 11.428 | 11.3138 | 11.2006 | 11.0886 | 10.9777 | 10.868 | 10.7593 | 10.6517 | 10.5452 | 10.4397 | 10.3353 | 10.232 | 10.1296 | 10.0284 | 9.9281 | 9.8288
£bn | Operating | 1.1469 | 1.1945 | 1.223 | 1.267 | 1.309 | 1.3492 | 1.3876 | 1.3073 | 1.3454 | 1.3744 | 1.3957 | 1.4101 | 1.5327 | 1.6662 | 1.8117 | 1.9703 | 2.143 | 2.3311 | 2.5197 | 2.7008 | 2.8746 | 3.0413 | 3.2012 | 3.3545 | 3.5013 | 3.6419 | 3.7764 | 3.905 | 4.0279 | 4.1453 | 4.2574 | 4.3643 | 4.4661 | 4.5631 | 4.6553 | 4.743 | 4.8262 | 4.9052 | 4.9799
£bn | Fuel | 0 | 0 | 0 | 0 | 0 | 0 | 0 | 0 | 0 | 0 | 0 | 0 | 0 | 0 | 0 | 0 | 0 | 0 | 0 | 0 | 0 | 0 | 0 | 0 | 0 | 0 | 0 | 0 | 0 | 0 | 0 | 0 | 0 | 0 | 0 | 0 | 0 | 0 | 0
£bn | Total | 4.9269 | 4.9367 | 4.9277 | 4.9347 | 4.9401 | 4.944 | 4.9464 | 4.8305 | 4.8333 | 4.4822 | 4.1647 | 3.8773 | 9.2092 | 10.026 | 10.9155 | 11.8843 | 12.9394 | 14.0884 | 14.5367 | 14.5976 | 14.6525 | 14.7014 | 14.7447 | 14.7825 | 14.8151 | 14.8425 | 14.865 | 14.8827 | 14.8959 | 14.9046 | 14.9091 | 14.9094 | 14.9058 | 14.8984 | 14.8873 | 14.8726 | 14.8546 | 14.8332 | 14.8087
High carbon
£/kW | Capital | 587 | 581.13 | 575.3187 | 569.5655 | 563.8699 | 558.2312 | 552.6488 | 547.1224 | 541.6511 | 536.2346 | 530.8723 | 525.5636 | 520.3079 | 515.1048 | 509.9538 | 504.8543 | 499.8057 | 494.8077 | 489.8596 | 484.961 | 480.1114 | 475.3103 | 470.5572 | 465.8516 | 461.1931 | 456.5811 | 452.0153 | 447.4952 | 443.0202 | 438.59 | 434.2041 | 429.8621 | 425.5635 | 421.3078 | 417.0947 | 412.9238 | 408.7946 | 404.7066 | 400.6595
£/kW/yr | Operating | 24 | 23.76 | 23.5224 | 23.2872 | 23.0543 | 22.8238 | 22.5955 | 22.3696 | 22.1459 | 21.9244 | 21.7052 | 21.4881 | 21.2732 | 21.0605 | 20.8499 | 20.6414 | 20.435 | 20.2306 | 20.0283 | 19.828 | 19.6298 | 19.4335 | 19.2391 | 19.0467 | 18.8563 | 18.6677 | 18.481 | 18.2962 | 18.1133 | 17.9321 | 17.7528 | 17.5753 | 17.3995 | 17.2255 | 17.0533 | 16.8827 | 16.7139 | 16.5468 | 16.3813
1/efficiency | Fuel MWh per MWh of electricity produced | 2 | 2 | 2 | 2 | 2 | 2 | 2 | 2 | 2 | 2 | 2 | 2 | 2 | 2 | 2 | 2 | 2 | 2 | 2 | 2 | 2 | 2 | 2 | 2 | 2 | 2 | 2 | 2 | 2 | 2 | 2 | 2 | 2 | 2 | 2 | 2 | 2 | 2 | 2
TWh/yr | Fuel demand | 414.6178 | 386.4955 | 383.6024 | 363.7951 | 344.5187 | 342.8226 | 324.5629 | 331.6932 | 305.1872 | 288.2933 | 288.896 | 289.9587 | 248.76 | 212.8868 | 188.2179 | 151.8669 | 119.1536 | 90.447 | 57.9877 | 44.5333 | 40.7954 | 25.9578 | 25.7683 | 26.1493 | 20.3695 | 20.9906 | 22.1808 | 14.7563 | 20.7458 | 23.9999 | 25.7124 | 18.5961 | 21.7409 | 26.1435 | 29.0475 | 33.1606 | 36.7967 | 40.4358 | 45.0101
£bn | Capital | 0 | 0.45727 | 0.67567 | 0.528 | 0.51652 | 0.50399 | 0.49071 | 1.4372 | 0.47866 | 0.545 | 0.59899 | 0.64284 | 0 | 0 | 0 | 0 | 0 | 0 | 0 | 0 | 0 | 0 | 0 | 0 | 0.83783 | 1.105 | 1.218 | 1.3353 | 1.457 | 1.5831 | 1.7138 | 1.8492 | 1.9894 | 2.1345 | 2.2847 | 2.44 | 2.6006 | 2.7666 | 2.9383
£bn | Operating | 1.6037 | 1.5534 | 1.5142 | 1.4707 | 1.4286 | 1.3878 | 1.3482 | 1.349 | 1.3105 | 1.2764 | 1.2461 | 1.2188 | 1.1663 | 1.1162 | 1.0682 | 1.0223 | 0.97831 | 0.93624 | 0.89598 | 0.85746 | 0.82059 | 0.7853 | 0.75153 | 0.71922 | 0.72255 | 0.73665 | 0.75478 | 0.77691 | 0.80308 | 0.83327 | 0.86751 | 0.90581 | 0.9482 | 0.9947 | 1.0453 | 1.1002 | 1.1592 | 1.2224 | 1.29
£bn | Fuel | 8.2924 | 7.906 | 8.0256 | 7.7846 | 7.5401 | 7.6739 | 7.4306 | 7.7669 | 7.309 | 7.0617 | 7.2377 | 7.4298 | 6.5194 | 5.7063 | 5.16 | 4.2583 | 3.4171 | 2.653 | 1.7396 | 1.3831 | 1.3117 | 0.86406 | 0.888 | 0.93291 | 0.75233 | 0.80262 | 0.87803 | 0.60473 | 0.88017 | 1.0541 | 1.1692 | 0.87541 | 1.0595 | 1.319 | 1.5172 | 1.7932 | 2.06 | 2.3435 | 2.7006
£bn | Carbon | 0.78805 | 0.76769 | 0.79367 | 0.78116 | 0.76457 | 0.78259 | 0.75795 | 0.78738 | 0.73086 | 0.75784 | 0.83357 | 0.91828 | 0.86465 | 0.8121 | 0.78796 | 0.69771 | 0.60071 | 0.50035 | 0.35199 | 0.30125 | 0.30753 | 0.21805 | 0.2412 | 0.27273 | 0.2367 | 0.27176 | 0.31992 | 0.2371 | 0.37132 | 0.47849 | 0.57098 | 0.45994 | 0.59886 | 0.80197 | 0.99226 | 1.2614 | 1.5585 | 1.9068 | 2.363
£bn | Total | 9.896 | 9.9167 | 10.2155 | 9.7833 | 9.4852 | 9.5656 | 9.2695 | 10.553 | 9.0982 | 8.8832 | 9.0827 | 9.2914 | 7.6857 | 6.8225 | 6.2282 | 5.2806 | 4.3954 | 3.5892 | 2.6356 | 2.2406 | 2.1323 | 1.6494 | 1.6395 | 1.6521 | 2.3127 | 2.6442 | 2.8508 | 2.7169 | 3.1402 | 3.4705 | 3.7505 | 3.6304 | 3.9972 | 4.4483 | 4.8472 | 5.3333 | 5.8197 | 6.3326 | 6.9289
Total costs
£bn | Capital | 9.24 | 9.6049 | 9.7318 | 9.4936 | 9.3924 | 9.2911 | 9.19 | 10.0494 | 9.0048 | 8.1418 | 7.3678 | 6.6738 | 7.6766 | 8.3598 | 9.1038 | 9.914 | 10.7964 | 11.7572 | 12.017 | 11.8968 | 11.7779 | 11.6601 | 11.5435 | 11.428 | 12.1516 | 12.3056 | 12.3066 | 12.313 | 12.3249 | 12.3424 | 12.3655 | 12.3944 | 12.4291 | 12.4698 | 12.5166 | 12.5696 | 12.6289 | 12.6947 | 12.7671
£bn | Operating | 26.7506 | 26.5079 | 26.2596 | 26.0249 | 25.7919 | 25.5608 | 25.3313 | 25.0259 | 24.8017 | 24.5753 | 24.3469 | 24.117 | 23.9723 | 23.8429 | 23.7298 | 23.6339 | 23.5563 | 23.498 | 23.444 | 23.3863 | 23.3249 | 23.2601 | 23.1919 | 23.1204 | 23.0801 | 23.0462 | 23.0122 | 22.9781 | 22.9443 | 22.9107 | 22.8777 | 22.8454 | 22.8138 | 22.7833 | 22.7539 | 22.7259 | 22.6993 | 22.6744 | 22.6513
£bn | Fuel | 8.2924 | 7.906 | 8.0256 | 7.7846 | 7.5401 | 7.6739 | 7.4306 | 7.7669 | 7.309 | 7.0617 | 7.2377 | 7.4298 | 6.5194 | 5.7063 | 5.16 | 4.2583 | 3.4171 | 2.653 | 1.7396 | 1.3831 | 1.3117 | 0.86406 | 0.888 | 0.93291 | 0.75233 | 0.80262 | 0.87803 | 0.60473 | 0.88017 | 1.0541 | 1.1692 | 0.87541 | 1.0595 | 1.319 | 1.5172 | 1.7932 | 2.06 | 2.3435 | 2.7006
£bn | Carbon | 0.78805 | 0.76769 | 0.79367 | 0.78116 | 0.76457 | 0.78259 | 0.75795 | 0.78738 | 0.73086 | 0.75784 | 0.83357 | 0.91828 | 0.86465 | 0.8121 | 0.78796 | 0.69771 | 0.60071 | 0.50035 | 0.35199 | 0.30125 | 0.30753 | 0.21805 | 0.2412 | 0.27273 | 0.2367 | 0.27176 | 0.31992 | 0.2371 | 0.37132 | 0.47849 | 0.57098 | 0.45994 | 0.59886 | 0.80197 | 0.99226 | 1.2614 | 1.5585 | 1.9068 | 2.363
£bn | Total | 45.071 | 44.7865 | 44.8107 | 44.0842 | 43.489 | 43.3084 | 42.7099 | 43.6296 | 41.8464 | 40.5367 | 39.7859 | 39.1389 | 39.0328 | 38.7211 | 38.7816 | 38.504 | 38.3705 | 38.4086 | 37.5526 | 36.9675 | 36.722 | 36.0023 | 35.8646 | 35.7541 | 36.2207 | 36.4262 | 36.5167 | 36.133 | 36.5207 | 36.7857 | 36.9834 | 36.5751 | 36.9014 | 37.3742 | 37.7801 | 38.35 | 38.9467 | 39.6194 | 40.4819
| Discount factor | 1 | 1.035 | 1.0712 | 1.1087 | 1.1475 | 1.1877 | 1.2293 | 1.2723 | 1.3168 | 1.3629 | 1.4106 | 1.46 | 1.5111 | 1.564 | 1.6187 | 1.6753 | 1.734 | 1.7947 | 1.8575 | 1.9225 | 1.9898 | 2.0594 | 2.1315 | 2.2061 | 2.2833 | 2.3632 | 2.446 | 2.5316 | 2.6202 | 2.7119 | 2.8068 | 2.905 | 3.0067 | 3.1119 | 3.2209 | 3.3336 | 3.4503 | 3.571 | 3.696
| Discounted total | 45.071 | 43.2719 | 41.8312 | 39.7614 | 37.8981 | 36.4645 | 34.7445 | 34.2924 | 31.7787 | 29.743 | 28.205 | 26.808 | 25.8313 | 24.7584 | 23.9586 | 22.9827 | 22.1285 | 21.4014 | 20.2169 | 19.2289 | 18.4552 | 17.4817 | 16.8259 | 16.2068 | 15.8631 | 15.4136 | 14.9294 | 14.273 | 13.9383 | 13.5647 | 13.1764 | 12.5903 | 12.273 | 12.0099 | 11.7298 | 11.5041 | 11.288 | 11.0947 | 10.9529
| NPV | 2012: 873.9472
THE FOLLOWING GRIDS DO A NUMERICAL CONVOLUTION TO WORK OUT A LOAD CURVE FOR DEMAND NET WIND
| Probability of different levels of demand (pdf) | 99% | 101% | 101% | 100% | 99% | 99% | 98% | 100% | 102% | 101% | 101% | 100% | 100% | 101% | 101% | 100% | 100% | 99% | 98% | 100% | 99% | 101% | 100% | 99% | 101% | 100% | 100% | 101% | 100% | 100% | 99% | 101% | 100% | 100% | 100% | 100% | 100% | 100% | 100%
0 | bar: 2012 to 2050
1 | bar: 2012 to 2050
2 | bar: 2012 to 2050
3 | bar: 2012 to 2050
4 | bar: 2012 to 2050
5 | bar: 2012 to 2050
6 | bar: 2012 to 2050
7 | bar: 2012 to 2050
8 | bar: 2012 to 2050
9 | bar: 2012 to 2050
10 | bar: 2012 to 2050
11 | bar: 2012 to 2050
12 | bar: 2012 to 2050
13 | bar: 2012 to 2050
14 | bar: 2012 to 2050
15 | bar: 2012 to 2050
16 | bar: 2012 to 2050
17 | bar: 2012 to 2050
18 | bar: 2012 to 2050
19 | bar: 2012 to 2050
| 20 | 0% | 0% | 0% | 0% | 0% | 0% | 0% | 0% | 2.401% | 2.411% | 2.421% | 2.43% | 2.44% | 2.45% | 2.46% | 2.47% | 2.48% | 2.489% | 2.499% | 2.446% | 0% | 0% | 0% | 0% | 0% | 0% | 0% | 0% | 0% | 0% | 0% | 0% | 0% | 0% | 0% | 0% | 0% | 0% | 0%
| 21 | 2.325% | 2.335% | 2.344% | 2.354% | 2.363% | 2.373% | 2.382% | 2.392% | 2.401% | 2.411% | 2.421% | 2.43% | 2.44% | 2.45% | 2.46% | 2.47% | 2.48% | 2.489% | 2.499% | 2.446% | 2.395% | 2.345% | 0% | 0% | 0% | 0% | 0% | 0% | 0% | 0% | 0% | 0% | 0% | 0% | 0% | 0% | 0% | 0% | 0%
| 22 | 2.325% | 2.335% | 2.344% | 2.354% | 2.363% | 2.373% | 2.382% | 2.392% | 2.401% | 2.411% | 2.421% | 2.43% | 2.44% | 2.45% | 2.46% | 2.47% | 2.48% | 2.489% | 2.499% | 2.446% | 2.395% | 2.345% | 2.297% | 0% | 0% | 0% | 0% | 0% | 0% | 0% | 0% | 0% | 0% | 0% | 0% | 0% | 0% | 0% | 0%
| 23 | 2.325% | 2.335% | 2.344% | 2.354% | 2.363% | 2.373% | 2.382% | 2.392% | 2.401% | 2.411% | 2.421% | 2.43% | 2.44% | 2.45% | 2.46% | 2.47% | 2.48% | 2.489% | 2.499% | 2.446% | 2.395% | 2.345% | 2.297% | 2.25% | 2.205% | 0% | 0% | 0% | 0% | 0% | 0% | 0% | 0% | 0% | 0% | 0% | 0% | 0% | 0%
| 24 | 2.325% | 2.335% | 2.344% | 2.354% | 2.363% | 2.373% | 2.382% | 2.392% | 2.401% | 2.411% | 2.421% | 2.43% | 2.44% | 2.45% | 2.46% | 2.47% | 2.48% | 2.489% | 2.499% | 2.446% | 2.395% | 2.345% | 2.297% | 2.25% | 2.205% | 2.161% | 0% | 0% | 0% | 0% | 0% | 0% | 0% | 0% | 0% | 0% | 0% | 0% | 0%
| 25 | 2.325% | 2.335% | 2.344% | 2.354% | 2.363% | 2.373% | 2.382% | 2.392% | 2.401% | 2.411% | 2.421% | 2.43% | 2.44% | 2.45% | 2.46% | 2.47% | 2.48% | 2.489% | 2.499% | 2.446% | 2.395% | 2.345% | 2.297% | 2.25% | 2.205% | 2.161% | 2.118% | 2.077% | 0% | 0% | 0% | 0% | 0% | 0% | 0% | 0% | 0% | 0% | 0%
| 26 | 2.325% | 2.335% | 2.344% | 2.354% | 2.363% | 2.373% | 2.382% | 2.392% | 2.401% | 2.411% | 2.421% | 2.43% | 2.44% | 2.45% | 2.46% | 2.47% | 2.48% | 2.489% | 2.499% | 2.446% | 2.395% | 2.345% | 2.297% | 2.25% | 2.205% | 2.161% | 2.118% | 2.077% | 2.037% | 0% | 0% | 0% | 0% | 0% | 0% | 0% | 0% | 0% | 0%
| 27 | 2.325% | 2.335% | 2.344% | 2.354% | 2.363% | 2.373% | 2.382% | 2.392% | 2.401% | 2.411% | 2.421% | 2.43% | 2.44% | 2.45% | 2.46% | 2.47% | 2.48% | 2.489% | 2.499% | 2.446% | 2.395% | 2.345% | 2.297% | 2.25% | 2.205% | 2.161% | 2.118% | 2.077% | 2.037% | 1.998% | 0% | 0% | 0% | 0% | 0% | 0% | 0% | 0% | 0%
| 28 | 2.325% | 2.335% | 2.344% | 2.354% | 2.363% | 2.373% | 2.382% | 2.392% | 2.401% | 2.411% | 2.421% | 2.43% | 2.44% | 2.45% | 2.46% | 2.47% | 2.48% | 2.489% | 2.499% | 2.446% | 2.395% | 2.345% | 2.297% | 2.25% | 2.205% | 2.161% | 2.118% | 2.077% | 2.037% | 1.998% | 1.961% | 1.925% | 0% | 0% | 0% | 0% | 0% | 0% | 0%
| 29 | 2.325% | 2.335% | 2.344% | 2.354% | 2.363% | 2.373% | 2.382% | 2.392% | 2.401% | 2.411% | 2.421% | 2.43% | 2.44% | 2.45% | 2.46% | 2.47% | 2.48% | 2.489% | 2.499% | 2.446% | 2.395% | 2.345% | 2.297% | 2.25% | 2.205% | 2.161% | 2.118% | 2.077% | 2.037% | 1.998% | 1.961% | 1.925% | 1.89% | 0% | 0% | 0% | 0% | 0% | 0%
| 30 | 2.325% | 2.335% | 2.344% | 2.354% | 2.363% | 2.373% | 2.382% | 2.392% | 2.401% | 2.411% | 2.421% | 2.43% | 2.44% | 2.45% | 2.46% | 2.47% | 2.48% | 2.489% | 2.499% | 2.446% | 2.395% | 2.345% | 2.297% | 2.25% | 2.205% | 2.161% | 2.118% | 2.077% | 2.037% | 1.998% | 1.961% | 1.925% | 1.89% | 1.856% | 0% | 0% | 0% | 0% | 0%
| 31 | 2.325% | 2.335% | 2.344% | 2.354% | 2.363% | 2.373% | 2.382% | 2.392% | 2.401% | 2.411% | 2.421% | 2.43% | 2.44% | 2.45% | 2.46% | 2.47% | 2.48% | 2.489% | 2.499% | 2.446% | 2.395% | 2.345% | 2.297% | 2.25% | 2.205% | 2.161% | 2.118% | 2.077% | 2.037% | 1.998% | 1.961% | 1.925% | 1.89% | 1.856% | 1.823% | 0% | 0% | 0% | 0%
| 32 | 2.325% | 2.335% | 2.344% | 2.354% | 2.363% | 2.373% | 2.382% | 2.392% | 2.401% | 2.411% | 2.421% | 2.43% | 2.44% | 2.45% | 2.46% | 2.47% | 2.48% | 2.489% | 2.499% | 2.446% | 2.395% | 2.345% | 2.297% | 2.25% | 2.205% | 2.161% | 2.118% | 2.077% | 2.037% | 1.998% | 1.961% | 1.925% | 1.89% | 1.856% | 1.823% | 1.792% | 0% | 0% | 0%
| 33 | 2.325% | 2.335% | 2.344% | 2.354% | 2.363% | 2.373% | 2.382% | 2.392% | 2.401% | 2.411% | 2.421% | 2.43% | 2.44% | 2.45% | 2.46% | 2.47% | 2.48% | 2.489% | 2.499% | 2.446% | 2.395% | 2.345% | 2.297% | 2.25% | 2.205% | 2.161% | 2.118% | 2.077% | 2.037% | 1.998% | 1.961% | 1.925% | 1.89% | 1.856% | 1.823% | 1.792% | 1.762% | 0% | 0%
| 34 | 2.325% | 2.335% | 2.344% | 2.354% | 2.363% | 2.373% | 2.382% | 2.392% | 2.401% | 2.411% | 2.421% | 2.43% | 2.44% | 2.45% | 2.46% | 2.47% | 2.48% | 2.489% | 2.499% | 2.446% | 2.395% | 2.345% | 2.297% | 2.25% | 2.205% | 2.161% | 2.118% | 2.077% | 2.037% | 1.998% | 1.961% | 1.925% | 1.89% | 1.856% | 1.823% | 1.792% | 1.762% | 1.733% | 0%
| 35 | 2.325% | 2.335% | 2.344% | 2.354% | 2.363% | 2.373% | 2.382% | 2.392% | 2.401% | 2.411% | 2.421% | 2.43% | 2.44% | 2.45% | 2.46% | 2.47% | 2.48% | 2.489% | 2.499% | 2.446% | 2.395% | 2.345% | 2.297% | 2.25% | 2.205% | 2.161% | 2.118% | 2.077% | 2.037% | 1.998% | 1.961% | 1.925% | 1.89% | 1.856% | 1.823% | 1.792% | 1.762% | 1.733% | 1.705%
| 36 | 2.325% | 2.335% | 2.344% | 2.354% | 2.363% | 2.373% | 2.382% | 2.392% | 2.401% | 2.411% | 2.421% | 2.43% | 2.44% | 2.45% | 2.46% | 2.47% | 2.48% | 2.489% | 2.499% | 2.446% | 2.395% | 2.345% | 2.297% | 2.25% | 2.205% | 2.161% | 2.118% | 2.077% | 2.037% | 1.998% | 1.961% | 1.925% | 1.89% | 1.856% | 1.823% | 1.792% | 1.762% | 1.733% | 1.705%
| 37 | 2.325% | 2.335% | 2.344% | 2.354% | 2.363% | 2.373% | 2.382% | 2.392% | 2.401% | 2.411% | 2.421% | 2.43% | 2.44% | 2.45% | 2.46% | 2.47% | 2.48% | 2.489% | 2.499% | 2.446% | 2.395% | 2.345% | 2.297% | 2.25% | 2.205% | 2.161% | 2.118% | 2.077% | 2.037% | 1.998% | 1.961% | 1.925% | 1.89% | 1.856% | 1.823% | 1.792% | 1.762% | 1.733% | 1.705%
| 38 | 2.325% | 2.335% | 2.344% | 2.354% | 2.363% | 2.373% | 2.382% | 2.392% | 2.401% | 2.411% | 2.421% | 2.43% | 2.44% | 2.45% | 2.46% | 2.47% | 2.48% | 2.489% | 2.499% | 2.446% | 2.395% | 2.345% | 2.297% | 2.25% | 2.205% | 2.161% | 2.118% | 2.077% | 2.037% | 1.998% | 1.961% | 1.925% | 1.89% | 1.856% | 1.823% | 1.792% | 1.762% | 1.733% | 1.705%
| 39 | 2.325% | 2.335% | 2.344% | 2.354% | 2.363% | 2.373% | 2.382% | 2.392% | 2.401% | 2.411% | 2.421% | 2.43% | 2.44% | 2.45% | 2.46% | 2.47% | 2.48% | 2.489% | 2.499% | 2.446% | 2.395% | 2.345% | 2.297% | 2.25% | 2.205% | 2.161% | 2.118% | 2.077% | 2.037% | 1.998% | 1.961% | 1.925% | 1.89% | 1.856% | 1.823% | 1.792% | 1.762% | 1.733% | 1.705%
| 40 | 2.325% | 2.335% | 2.344% | 2.354% | 2.363% | 2.373% | 2.382% | 2.392% | 2.401% | 2.411% | 2.421% | 2.43% | 2.44% | 4.875% | 4.856% | 4.837% | 4.817% | 4.797% | 4.777% | 2.446% | 2.395% | 2.345% | 2.297% | 2.25% | 2.205% | 2.161% | 2.118% | 2.077% | 2.037% | 1.998% | 1.961% | 1.925% | 1.89% | 1.856% | 1.823% | 1.792% | 1.762% | 1.733% | 1.705%
| 41 | 2.325% | 2.335% | 2.344% | 2.354% | 2.363% | 2.373% | 2.382% | 4.753% | 4.735% | 4.716% | 4.697% | 4.677% | 4.657% | 4.637% | 4.616% | 4.595% | 4.574% | 4.552% | 4.529% | 4.45% | 2.395% | 2.345% | 2.297% | 2.25% | 2.205% | 2.161% | 2.118% | 2.077% | 2.037% | 1.998% | 1.961% | 1.925% | 1.89% | 1.856% | 1.823% | 1.792% | 1.762% | 1.733% | 1.705%
| 42 | 2.325% | 4.64% | 4.622% | 4.603% | 4.585% | 4.566% | 4.546% | 4.526% | 4.506% | 4.485% | 4.464% | 4.443% | 4.421% | 4.399% | 4.376% | 4.353% | 4.33% | 4.306% | 4.282% | 4.236% | 4.154% | 2.345% | 2.297% | 2.25% | 2.205% | 2.161% | 2.118% | 2.077% | 2.037% | 1.998% | 1.961% | 1.925% | 1.89% | 1.856% | 1.823% | 1.792% | 1.762% | 1.733% | 1.705%
| 43 | 4.443% | 4.424% | 4.404% | 4.384% | 4.363% | 4.342% | 4.321% | 4.3% | 4.278% | 4.255% | 4.232% | 4.209% | 4.185% | 4.161% | 4.137% | 4.112% | 4.086% | 4.06% | 4.034% | 4.023% | 3.969% | 3.885% | 2.297% | 2.25% | 2.205% | 2.161% | 2.118% | 2.077% | 2.037% | 1.998% | 1.961% | 1.925% | 1.89% | 1.856% | 1.823% | 1.792% | 1.762% | 1.733% | 1.705%
| 44 | 4.229% | 4.208% | 4.186% | 4.164% | 4.142% | 4.119% | 4.096% | 4.073% | 4.049% | 4.025% | 4% | 3.975% | 3.949% | 3.923% | 3.897% | 3.87% | 3.843% | 3.815% | 3.787% | 3.809% | 3.784% | 3.725% | 3.639% | 2.25% | 2.205% | 2.161% | 2.118% | 2.077% | 2.037% | 1.998% | 1.961% | 1.925% | 1.89% | 1.856% | 1.823% | 1.792% | 1.762% | 1.733% | 1.705%
| 45 | 4.014% | 3.991% | 3.968% | 3.945% | 3.921% | 3.896% | 3.871% | 3.846% | 3.82% | 3.794% | 3.768% | 3.741% | 3.713% | 3.685% | 3.657% | 3.628% | 3.599% | 3.569% | 3.539% | 3.595% | 3.6% | 3.564% | 3.499% | 3.413% | 2.205% | 2.161% | 2.118% | 2.077% | 2.037% | 1.998% | 1.961% | 1.925% | 1.89% | 1.856% | 1.823% | 1.792% | 1.762% | 1.733% | 1.705%
| 46 | 3.8% | 3.775% | 3.75% | 3.725% | 3.699% | 3.673% | 3.646% | 3.619% | 3.592% | 3.564% | 3.536% | 3.507% | 3.477% | 3.447% | 3.417% | 3.386% | 3.355% | 3.323% | 3.291% | 3.382% | 3.415% | 3.404% | 3.36% | 3.292% | 3.205% | 2.161% | 2.118% | 2.077% | 2.037% | 1.998% | 1.961% | 1.925% | 1.89% | 1.856% | 1.823% | 1.792% | 1.762% | 1.733% | 1.705%
| 47 | 3.585% | 3.559% | 3.533% | 3.506% | 3.478% | 3.45% | 3.422% | 3.393% | 3.363% | 3.334% | 3.303% | 3.273% | 3.241% | 3.21% | 3.177% | 3.145% | 3.112% | 3.078% | 3.044% | 3.168% | 3.23% | 3.243% | 3.221% | 3.17% | 3.099% | 3.013% | 2.118% | 2.077% | 2.037% | 1.998% | 1.961% | 1.925% | 1.89% | 1.856% | 1.823% | 1.792% | 1.762% | 1.733% | 1.705%
| 48 | 3.371% | 3.343% | 3.315% | 3.286% | 3.257% | 3.227% | 3.197% | 3.166% | 3.135% | 3.103% | 3.071% | 3.038% | 3.005% | 2.972% | 2.938% | 2.903% | 2.868% | 2.832% | 2.796% | 2.954% | 3.045% | 3.083% | 3.081% | 3.049% | 2.993% | 2.92% | 2.835% | 2.077% | 2.037% | 1.998% | 1.961% | 1.925% | 1.89% | 1.856% | 1.823% | 1.792% | 1.762% | 1.733% | 1.705%
| 49 | 3.157% | 3.127% | 3.097% | 3.066% | 3.035% | 3.004% | 2.972% | 2.939% | 2.906% | 2.873% | 2.839% | 2.804% | 2.769% | 2.734% | 2.698% | 2.661% | 2.624% | 2.587% | 2.548% | 2.741% | 2.86% | 2.923% | 2.942% | 2.927% | 2.887% | 2.828% | 2.754% | 2.67% | 2.037% | 1.998% | 1.961% | 1.925% | 1.89% | 1.856% | 1.823% | 1.792% | 1.762% | 1.733% | 1.705%
| 50 | 2.942% | 2.911% | 2.879% | 2.847% | 2.814% | 2.781% | 2.747% | 2.713% | 2.678% | 2.642% | 2.607% | 2.57% | 2.533% | 2.496% | 2.458% | 2.419% | 2.38% | 2.341% | 2.301% | 2.527% | 2.675% | 2.762% | 2.802% | 2.805% | 2.781% | 2.735% | 2.673% | 2.599% | 2.037% | 1.998% | 1.961% | 1.925% | 1.89% | 1.856% | 1.823% | 1.792% | 1.762% | 1.733% | 1.705%
| 51 | 2.728% | 2.695% | 2.661% | 2.627% | 2.593% | 2.558% | 2.522% | 2.486% | 2.449% | 2.412% | 2.374% | 2.336% | 2.297% | 2.258% | 2.218% | 2.178% | 2.137% | 2.095% | 2.053% | 2.313% | 2.49% | 2.602% | 2.663% | 2.684% | 2.675% | 2.642% | 2.591% | 2.527% | 2.454% | 1.998% | 1.961% | 1.925% | 1.89% | 1.856% | 1.823% | 1.792% | 1.762% | 1.733% | 1.705%
| 52 | 2.514% | 2.479% | 2.444% | 2.408% | 2.371% | 2.334% | 2.297% | 2.259% | 2.221% | 2.182% | 2.142% | 2.102% | 2.061% | 2.02% | 1.978% | 1.936% | 1.893% | 1.85% | 1.806% | 2.099% | 2.305% | 2.441% | 2.523% | 2.562% | 2.569% | 2.549% | 2.51% | 2.456% | 2.391% | 2.318% | 1.961% | 1.925% | 1.89% | 1.856% | 1.823% | 1.792% | 1.762% | 1.733% | 1.705%
| 53 | 2.299% | 2.263% | 2.226% | 2.188% | 2.15% | 2.111% | 2.072% | 2.032% | 1.992% | 1.951% | 1.91% | 1.868% | 1.825% | 1.782% | 1.739% | 1.694% | 1.649% | 1.604% | 1.558% | 1.886% | 2.12% | 2.281% | 2.384% | 2.441% | 2.462% | 2.456% | 2.429% | 2.385% | 2.328% | 2.263% | 2.191% | 1.925% | 1.89% | 1.856% | 1.823% | 1.792% | 1.762% | 1.733% | 1.705%
| 54 | 2.085% | 2.047% | 2.008% | 1.969% | 1.929% | 1.888% | 1.847% | 1.806% | 1.763% | 1.721% | 1.678% | 1.634% | 1.589% | 1.544% | 1.499% | 1.453% | 1.406% | 1.358% | 1.31% | 1.672% | 1.935% | 2.121% | 2.244% | 2.319% | 2.356% | 2.363% | 2.347% | 2.313% | 2.265% | 2.207% | 2.142% | 2.071% | 1.89% | 1.856% | 1.823% | 1.792% | 1.762% | 1.733% | 1.705%
| 55 | 1.871% | 1.831% | 1.79% | 1.749% | 1.707% | 1.665% | 1.622% | 1.579% | 1.535% | 1.49% | 1.445% | 1.4% | 1.353% | 1.306% | 1.259% | 1.211% | 1.162% | 1.113% | 1.063% | 1.458% | 1.75% | 1.96% | 2.105% | 2.198% | 2.25% | 2.271% | 2.266% | 2.242% | 2.203% | 2.152% | 2.093% | 2.028% | 1.89% | 1.856% | 1.823% | 1.792% | 1.762% | 1.733% | 1.705%
| 56 | 1.656% | 1.615% | 1.572% | 1.529% | 1.486% | 1.442% | 1.397% | 1.352% | 1.306% | 1.26% | 1.213% | 1.165% | 1.117% | 1.069% | 1.019% | 0.969% | 0.9183% | 0.867% | 0.815% | 1.245% | 1.565% | 1.8% | 1.965% | 2.076% | 2.144% | 2.178% | 2.185% | 2.17% | 2.14% | 2.097% | 2.045% | 1.985% | 1.921% | 1.856% | 1.823% | 1.792% | 1.762% | 1.733% | 1.705%
| 57 | 1.442% | 1.398% | 1.354% | 1.31% | 1.265% | 1.219% | 1.172% | 1.125% | 1.078% | 1.03% | 0.9808% | 0.9314% | 0.8813% | 0.8306% | 0.7793% | 0.7273% | 0.6746% | 0.6213% | 0.5674% | 1.031% | 1.381% | 1.639% | 1.826% | 1.955% | 2.038% | 2.085% | 2.103% | 2.099% | 2.077% | 2.042% | 1.996% | 1.942% | 1.883% | 1.82% | 1.823% | 1.792% | 1.762% | 1.733% | 1.705%
| 58 | 1.228% | 1.182% | 1.137% | 1.09% | 1.043% | 0.9957% | 0.9475% | 0.8987% | 0.8493% | 0.7992% | 0.7486% | 0.6973% | 0.6453% | 0.5927% | 0.5395% | 0.4855% | 0.4309% | 0.3757% | 0.3197% | 0.8173% | 1.196% | 1.479% | 1.686% | 1.833% | 1.932% | 1.992% | 2.022% | 2.028% | 2.014% | 1.986% | 1.947% | 1.899% | 1.845% | 1.786% | 1.725% | 1.792% | 1.762% | 1.733% | 1.705%
| 59 | 1.013% | 0.9663% | 0.9188% | 0.8706% | 0.8219% | 0.7726% | 0.7226% | 0.672% | 0.6207% | 0.5688% | 0.5163% | 0.4631% | 0.4093% | 0.3548% | 0.2996% | 0.2438% | 0.1873% | 0.13% | 0.07212% | 0.6036% | 1.011% | 1.319% | 1.547% | 1.712% | 1.826% | 1.899% | 1.941% | 1.956% | 1.952% | 1.931% | 1.898% | 1.856% | 1.807% | 1.753% | 1.695% | 1.792% | 1.762% | 1.733% | 1.705%
| 60 | 0.7989% | 0.7502% | 0.701% | 0.6511% | 0.6006% | 0.5494% | 0.4977% | 0.4452% | 0.3922% | 0.3385% | 0.2841% | 0.229% | 0.1733% | 0.1169% | 0.05983% | 0.002048% | 0% | 0% | 0% | 0.3899% | 0.8258% | 1.158% | 1.407% | 1.59% | 1.72% | 1.807% | 1.859% | 1.885% | 1.889% | 1.876% | 1.85% | 1.813% | 1.769% | 1.719% | 1.665% | 1.608% | 1.762% | 1.733% | 1.705%
| 61 | 0.5845% | 0.5341% | 0.4831% | 0.4315% | 0.3792% | 0.3263% | 0.2727% | 0.2185% | 0.1636% | 0.1081% | 0.05183% | 0% | 0% | 0% | 0% | 0% | 0% | 0% | 0% | 0.1762% | 0.6409% | 0.9977% | 1.268% | 1.469% | 1.614% | 1.714% | 1.778% | 1.813% | 1.826% | 1.821% | 1.801% | 1.77% | 1.731% | 1.685% | 1.635% | 1.581% | 1.526% | 1.733% | 1.705%
| 62 | 0.3702% | 0.3181% | 0.2653% | 0.2119% | 0.1579% | 0.1032% | 0.04782% | 0% | 0% | 0% | 0% | 0% | 0% | 0% | 0% | 0% | 0% | 0% | 0% | 0% | 0.456% | 0.8373% | 1.129% | 1.347% | 1.508% | 1.621% | 1.697% | 1.742% | 1.763% | 1.765% | 1.752% | 1.727% | 1.693% | 1.652% | 1.605% | 1.555% | 1.502% | 1.733% | 1.705%
| 63 | 0.1558% | 0.102% | 0.0475% | 0% | 0% | 0% | 0% | 0% | 0% | 0% | 0% | 0% | 0% | 0% | 0% | 0% | 0% | 0% | 0% | 0% | 0.2711% | 0.6769% | 0.9891% | 1.226% | 1.401% | 1.528% | 1.615% | 1.671% | 1.701% | 1.71% | 1.703% | 1.684% | 1.655% | 1.618% | 1.575% | 1.529% | 1.479% | 1.427% | 1.705%
| 64 | 0% | 0% | 0% | 0% | 0% | 0% | 0% | 0% | 0% | 0% | 0% | 0% | 0% | 0% | 0% | 0% | 0% | 0% | 0% | 0% | 0.08614% | 0.5165% | 0.8496% | 1.104% | 1.295% | 1.435% | 1.534% | 1.599% | 1.638% | 1.655% | 1.655% | 1.641% | 1.617% | 1.584% | 1.546% | 1.502% | 1.455% | 1.406% | 1.355%
| 65 | 0% | 0% | 0% | 0% | 0% | 0% | 0% | 0% | 0% | 0% | 0% | 0% | 0% | 0% | 0% | 0% | 0% | 0% | 0% | 0% | 0% | 0.3561% | 0.7102% | 0.9827% | 1.189% | 1.343% | 1.453% | 1.528% | 1.575% | 1.6% | 1.606% | 1.598% | 1.579% | 1.551% | 1.516% | 1.476% | 1.432% | 1.385% | 1.337%
| 66 | 0% | 0% | 0% | 0% | 0% | 0% | 0% | 0% | 0% | 0% | 0% | 0% | 0% | 0% | 0% | 0% | 0% | 0% | 0% | 0% | 0% | 0.1957% | 0.5707% | 0.8612% | 1.083% | 1.25% | 1.371% | 1.456% | 1.512% | 1.544% | 1.557% | 1.555% | 1.541% | 1.517% | 1.486% | 1.449% | 1.408% | 1.364% | 1.318%
| 67 | 0% | 0% | 0% | 0% | 0% | 0% | 0% | 0% | 0% | 0% | 0% | 0% | 0% | 0% | 0% | 0% | 0% | 0% | 0% | 0% | 0% | 0.0353% | 0.4312% | 0.7396% | 0.9771% | 1.157% | 1.29% | 1.385% | 1.449% | 1.489% | 1.509% | 1.512% | 1.503% | 1.483% | 1.456% | 1.423% | 1.385% | 1.343% | 1.3%
| 68 | 0% | 0% | 0% | 0% | 0% | 0% | 0% | 0% | 0% | 0% | 0% | 0% | 0% | 0% | 0% | 0% | 0% | 0% | 0% | 0% | 0% | 0% | 0.2918% | 0.6181% | 0.871% | 1.064% | 1.209% | 1.314% | 1.387% | 1.434% | 1.46% | 1.469% | 1.465% | 1.45% | 1.426% | 1.396% | 1.361% | 1.322% | 1.281%
| 69 | 0% | 0% | 0% | 0% | 0% | 0% | 0% | 0% | 0% | 0% | 0% | 0% | 0% | 0% | 0% | 0% | 0% | 0% | 0% | 0% | 0% | 0% | 0.1523% | 0.4966% | 0.7649% | 0.9713% | 1.127% | 1.242% | 1.324% | 1.378% | 1.411% | 1.426% | 1.427% | 1.416% | 1.396% | 1.37% | 1.338% | 1.302% | 1.262%
| 70 | 0% | 0% | 0% | 0% | 0% | 0% | 0% | 0% | 0% | 0% | 0% | 0% | 0% | 0% | 0% | 0% | 0% | 0% | 0% | 0% | 0% | 0% | 0.01283% | 0.3751% | 0.6588% | 0.8785% | 1.046% | 1.171% | 1.261% | 1.323% | 1.362% | 1.383% | 1.389% | 1.382% | 1.367% | 1.343% | 1.314% | 1.281% | 1.244%
| 71 | 0% | 0% | 0% | 0% | 0% | 0% | 0% | 0% | 0% | 0% | 0% | 0% | 0% | 0% | 0% | 0% | 0% | 0% | 0% | 0% | 0% | 0% | 0% | 0.2536% | 0.5527% | 0.7857% | 0.9646% | 1.099% | 1.198% | 1.268% | 1.314% | 1.34% | 1.351% | 1.349% | 1.337% | 1.317% | 1.291% | 1.26% | 1.225%
| 72 | 0% | 0% | 0% | 0% | 0% | 0% | 0% | 0% | 0% | 0% | 0% | 0% | 0% | 0% | 0% | 0% | 0% | 0% | 0% | 0% | 0% | 0% | 0% | 0.132% | 0.4466% | 0.6929% | 0.8833% | 1.028% | 1.136% | 1.213% | 1.265% | 1.297% | 1.313% | 1.315% | 1.307% | 1.29% | 1.267% | 1.239% | 1.207%
| 73 | 0% | 0% | 0% | 0% | 0% | 0% | 0% | 0% | 0% | 0% | 0% | 0% | 0% | 0% | 0% | 0% | 0% | 0% | 0% | 0% | 0% | 0% | 0% | 0.01053% | 0.3405% | 0.6% | 0.802% | 0.9567% | 1.073% | 1.157% | 1.216% | 1.254% | 1.274% | 1.281% | 1.277% | 1.264% | 1.244% | 1.218% | 1.188%
| 74 | 0% | 0% | 0% | 0% | 0% | 0% | 0% | 0% | 0% | 0% | 0% | 0% | 0% | 0% | 0% | 0% | 0% | 0% | 0% | 0% | 0% | 0% | 0% | 0% | 0.2344% | 0.5072% | 0.7206% | 0.8853% | 1.01% | 1.102% | 1.167% | 1.211% | 1.236% | 1.248% | 1.247% | 1.237% | 1.22% | 1.197% | 1.169%
| 75 | 0% | 0% | 0% | 0% | 0% | 0% | 0% | 0% | 0% | 0% | 0% | 0% | 0% | 0% | 0% | 0% | 0% | 0% | 0% | 0% | 0% | 0% | 0% | 0% | 0.1283% | 0.4144% | 0.6393% | 0.8139% | 0.9473% | 1.047% | 1.119% | 1.168% | 1.198% | 1.214% | 1.217% | 1.211% | 1.197% | 1.176% | 1.151%
| 76 | 0% | 0% | 0% | 0% | 0% | 0% | 0% | 0% | 0% | 0% | 0% | 0% | 0% | 0% | 0% | 0% | 0% | 0% | 0% | 0% | 0% | 0% | 0% | 0% | 0.0222% | 0.3216% | 0.558% | 0.7425% | 0.8845% | 0.9916% | 1.07% | 1.125% | 1.16% | 1.18% | 1.188% | 1.184% | 1.173% | 1.155% | 1.132%
| 77 | 0% | 0% | 0% | 0% | 0% | 0% | 0% | 0% | 0% | 0% | 0% | 0% | 0% | 0% | 0% | 0% | 0% | 0% | 0% | 0% | 0% | 0% | 0% | 0% | 0% | 0.2288% | 0.4766% | 0.6711% | 0.8218% | 0.9363% | 1.021% | 1.082% | 1.122% | 1.147% | 1.158% | 1.158% | 1.15% | 1.134% | 1.114%
| 78 | 0% | 0% | 0% | 0% | 0% | 0% | 0% | 0% | 0% | 0% | 0% | 0% | 0% | 0% | 0% | 0% | 0% | 0% | 0% | 0% | 0% | 0% | 0% | 0% | 0% | 0.136% | 0.3953% | 0.5997% | 0.759% | 0.881% | 0.9725% | 1.039% | 1.084% | 1.113% | 1.128% | 1.131% | 1.126% | 1.113% | 1.095%
| 79 | 0% | 0% | 0% | 0% | 0% | 0% | 0% | 0% | 0% | 0% | 0% | 0% | 0% | 0% | 0% | 0% | 0% | 0% | 0% | 0% | 0% | 0% | 0% | 0% | 0% | 0.04317% | 0.314% | 0.5283% | 0.6962% | 0.8258% | 0.9237% | 0.9957% | 1.046% | 1.079% | 1.098% | 1.105% | 1.103% | 1.093% | 1.076%
| 80 | 0% | 0% | 0% | 0% | 0% | 0% | 0% | 0% | 0% | 0% | 0% | 0% | 0% | 0% | 0% | 0% | 0% | 0% | 0% | 0% | 0% | 0% | 0% | 0% | 0% | 0% | 0.2326% | 0.457% | 0.6335% | 0.7705% | 0.875% | 0.9526% | 1.008% | 1.046% | 1.068% | 1.079% | 1.079% | 1.072% | 1.058%
| 81 | 0% | 0% | 0% | 0% | 0% | 0% | 0% | 0% | 0% | 0% | 0% | 0% | 0% | 0% | 0% | 0% | 0% | 0% | 0% | 0% | 0% | 0% | 0% | 0% | 0% | 0% | 0.1513% | 0.3856% | 0.5707% | 0.7152% | 0.8263% | 0.9096% | 0.9702% | 1.012% | 1.038% | 1.052% | 1.056% | 1.051% | 1.039%
| 82 | 0% | 0% | 0% | 0% | 0% | 0% | 0% | 0% | 0% | 0% | 0% | 0% | 0% | 0% | 0% | 0% | 0% | 0% | 0% | 0% | 0% | 0% | 0% | 0% | 0% | 0% | 0.06997% | 0.3142% | 0.5079% | 0.66% | 0.7775% | 0.8666% | 0.9321% | 0.9783% | 1.008% | 1.026% | 1.032% | 1.03% | 1.021%
| 83 | 0% | 0% | 0% | 0% | 0% | 0% | 0% | 0% | 0% | 0% | 0% | 0% | 0% | 0% | 0% | 0% | 0% | 0% | 0% | 0% | 0% | 0% | 0% | 0% | 0% | 0% | 0% | 0.2428% | 0.4451% | 0.6047% | 0.7288% | 0.8236% | 0.8941% | 0.9446% | 0.9786% | 0.9991% | 1.009% | 1.009% | 1.002%
| 84 | 0% | 0% | 0% | 0% | 0% | 0% | 0% | 0% | 0% | 0% | 0% | 0% | 0% | 0% | 0% | 0% | 0% | 0% | 0% | 0% | 0% | 0% | 0% | 0% | 0% | 0% | 0% | 0.1714% | 0.3824% | 0.5494% | 0.6801% | 0.7805% | 0.856% | 0.9109% | 0.9488% | 0.9727% | 0.9851% | 0.9881% | 0.9835%
| 85 | 0% | 0% | 0% | 0% | 0% | 0% | 0% | 0% | 0% | 0% | 0% | 0% | 0% | 0% | 0% | 0% | 0% | 0% | 0% | 0% | 0% | 0% | 0% | 0% | 0% | 0% | 0% | 0.09998% | 0.3196% | 0.4942% | 0.6313% | 0.7375% | 0.818% | 0.8773% | 0.919% | 0.9462% | 0.9616% | 0.9672% | 0.9649%
| 86 | 0% | 0% | 0% | 0% | 0% | 0% | 0% | 0% | 0% | 0% | 0% | 0% | 0% | 0% | 0% | 0% | 0% | 0% | 0% | 0% | 0% | 0% | 0% | 0% | 0% | 0% | 0% | 0.02859% | 0.2568% | 0.4389% | 0.5826% | 0.6945% | 0.78% | 0.8436% | 0.8891% | 0.9197% | 0.9381% | 0.9463% | 0.9463%
| 87 | 0% | 0% | 0% | 0% | 0% | 0% | 0% | 0% | 0% | 0% | 0% | 0% | 0% | 0% | 0% | 0% | 0% | 0% | 0% | 0% | 0% | 0% | 0% | 0% | 0% | 0% | 0% | 0% | 0.1941% | 0.3836% | 0.5339% | 0.6514% | 0.7419% | 0.8099% | 0.8593% | 0.8933% | 0.9145% | 0.9254% | 0.9277%
| 88 | 0% | 0% | 0% | 0% | 0% | 0% | 0% | 0% | 0% | 0% | 0% | 0% | 0% | 0% | 0% | 0% | 0% | 0% | 0% | 0% | 0% | 0% | 0% | 0% | 0% | 0% | 0% | 0% | 0.1313% | 0.3283% | 0.4851% | 0.6084% | 0.7039% | 0.7762% | 0.8295% | 0.8668% | 0.891% | 0.9045% | 0.9091%
| 89 | 0% | 0% | 0% | 0% | 0% | 0% | 0% | 0% | 0% | 0% | 0% | 0% | 0% | 0% | 0% | 0% | 0% | 0% | 0% | 0% | 0% | 0% | 0% | 0% | 0% | 0% | 0% | 0% | 0.06853% | 0.2731% | 0.4364% | 0.5654% | 0.6658% | 0.7426% | 0.7996% | 0.8403% | 0.8675% | 0.8836% | 0.8905%
| 90 | 0% | 0% | 0% | 0% | 0% | 0% | 0% | 0% | 0% | 0% | 0% | 0% | 0% | 0% | 0% | 0% | 0% | 0% | 0% | 0% | 0% | 0% | 0% | 0% | 0% | 0% | 0% | 0% | 0.005761% | 0.2178% | 0.3876% | 0.5223% | 0.6278% | 0.7089% | 0.7698% | 0.8139% | 0.844% | 0.8627% | 0.8719%
| 91 | 0% | 0% | 0% | 0% | 0% | 0% | 0% | 0% | 0% | 0% | 0% | 0% | 0% | 0% | 0% | 0% | 0% | 0% | 0% | 0% | 0% | 0% | 0% | 0% | 0% | 0% | 0% | 0% | 0% | 0.1625% | 0.3389% | 0.4793% | 0.5898% | 0.6752% | 0.7399% | 0.7874% | 0.8205% | 0.8418% | 0.8533%
| 92 | 0% | 0% | 0% | 0% | 0% | 0% | 0% | 0% | 0% | 0% | 0% | 0% | 0% | 0% | 0% | 0% | 0% | 0% | 0% | 0% | 0% | 0% | 0% | 0% | 0% | 0% | 0% | 0% | 0% | 0.1073% | 0.2902% | 0.4363% | 0.5517% | 0.6416% | 0.7101% | 0.7609% | 0.797% | 0.8209% | 0.8347%
| 93 | 0% | 0% | 0% | 0% | 0% | 0% | 0% | 0% | 0% | 0% | 0% | 0% | 0% | 0% | 0% | 0% | 0% | 0% | 0% | 0% | 0% | 0% | 0% | 0% | 0% | 0% | 0% | 0% | 0% | 0.052% | 0.2414% | 0.3933% | 0.5137% | 0.6079% | 0.6803% | 0.7344% | 0.7735% | 0.8% | 0.8161%
| 94 | 0% | 0% | 0% | 0% | 0% | 0% | 0% | 0% | 0% | 0% | 0% | 0% | 0% | 0% | 0% | 0% | 0% | 0% | 0% | 0% | 0% | 0% | 0% | 0% | 0% | 0% | 0% | 0% | 0% | 0% | 0.1927% | 0.3502% | 0.4756% | 0.5742% | 0.6504% | 0.708% | 0.75% | 0.7791% | 0.7975%
| 95 | 0% | 0% | 0% | 0% | 0% | 0% | 0% | 0% | 0% | 0% | 0% | 0% | 0% | 0% | 0% | 0% | 0% | 0% | 0% | 0% | 0% | 0% | 0% | 0% | 0% | 0% | 0% | 0% | 0% | 0% | 0.144% | 0.3072% | 0.4376% | 0.5405% | 0.6206% | 0.6815% | 0.7265% | 0.7582% | 0.779%
| 96 | 0% | 0% | 0% | 0% | 0% | 0% | 0% | 0% | 0% | 0% | 0% | 0% | 0% | 0% | 0% | 0% | 0% | 0% | 0% | 0% | 0% | 0% | 0% | 0% | 0% | 0% | 0% | 0% | 0% | 0% | 0.09525% | 0.2642% | 0.3996% | 0.5069% | 0.5907% | 0.655% | 0.703% | 0.7373% | 0.7604%
| 97 | 0% | 0% | 0% | 0% | 0% | 0% | 0% | 0% | 0% | 0% | 0% | 0% | 0% | 0% | 0% | 0% | 0% | 0% | 0% | 0% | 0% | 0% | 0% | 0% | 0% | 0% | 0% | 0% | 0% | 0% | 0.04651% | 0.2211% | 0.3615% | 0.4732% | 0.5609% | 0.6286% | 0.6795% | 0.7164% | 0.7418%
| 98 | 0% | 0% | 0% | 0% | 0% | 0% | 0% | 0% | 0% | 0% | 0% | 0% | 0% | 0% | 0% | 0% | 0% | 0% | 0% | 0% | 0% | 0% | 0% | 0% | 0% | 0% | 0% | 0% | 0% | 0% | 0% | 0.1781% | 0.3235% | 0.4395% | 0.5311% | 0.6021% | 0.656% | 0.6955% | 0.7232%
| 99 | 0% | 0% | 0% | 0% | 0% | 0% | 0% | 0% | 0% | 0% | 0% | 0% | 0% | 0% | 0% | 0% | 0% | 0% | 0% | 0% | 0% | 0% | 0% | 0% | 0% | 0% | 0% | 0% | 0% | 0% | 0% | 0.1351% | 0.2854% | 0.4059% | 0.5012% | 0.5756% | 0.6325% | 0.6746% | 0.7046%
| 100 | 0% | 0% | 0% | 0% | 0% | 0% | 0% | 0% | 0% | 0% | 0% | 0% | 0% | 0% | 0% | 0% | 0% | 0% | 0% | 0% | 0% | 0% | 0% | 0% | 0% | 0% | 0% | 0% | 0% | 0% | 0% | 0.09206% | 0.2474% | 0.3722% | 0.4714% | 0.5491% | 0.6089% | 0.6537% | 0.686%
| 101 | 0% | 0% | 0% | 0% | 0% | 0% | 0% | 0% | 0% | 0% | 0% | 0% | 0% | 0% | 0% | 0% | 0% | 0% | 0% | 0% | 0% | 0% | 0% | 0% | 0% | 0% | 0% | 0% | 0% | 0% | 0% | 0.04903% | 0.2093% | 0.3385% | 0.4416% | 0.5227% | 0.5854% | 0.6328% | 0.6674%
| 102 | 0% | 0% | 0% | 0% | 0% | 0% | 0% | 0% | 0% | 0% | 0% | 0% | 0% | 0% | 0% | 0% | 0% | 0% | 0% | 0% | 0% | 0% | 0% | 0% | 0% | 0% | 0% | 0% | 0% | 0% | 0% | 0.006001% | 0.1713% | 0.3048% | 0.4117% | 0.4962% | 0.5619% | 0.6119% | 0.6488%
| 103 | 0% | 0% | 0% | 0% | 0% | 0% | 0% | 0% | 0% | 0% | 0% | 0% | 0% | 0% | 0% | 0% | 0% | 0% | 0% | 0% | 0% | 0% | 0% | 0% | 0% | 0% | 0% | 0% | 0% | 0% | 0% | 0% | 0.1333% | 0.2712% | 0.3819% | 0.4697% | 0.5384% | 0.591% | 0.6302%
| 104 | 0% | 0% | 0% | 0% | 0% | 0% | 0% | 0% | 0% | 0% | 0% | 0% | 0% | 0% | 0% | 0% | 0% | 0% | 0% | 0% | 0% | 0% | 0% | 0% | 0% | 0% | 0% | 0% | 0% | 0% | 0% | 0% | 0.09523% | 0.2375% | 0.352% | 0.4433% | 0.5149% | 0.5701% | 0.6116%
| 105 | 0% | 0% | 0% | 0% | 0% | 0% | 0% | 0% | 0% | 0% | 0% | 0% | 0% | 0% | 0% | 0% | 0% | 0% | 0% | 0% | 0% | 0% | 0% | 0% | 0% | 0% | 0% | 0% | 0% | 0% | 0% | 0% | 0.05719% | 0.2038% | 0.3222% | 0.4168% | 0.4914% | 0.5492% | 0.593%
| 106 | 0% | 0% | 0% | 0% | 0% | 0% | 0% | 0% | 0% | 0% | 0% | 0% | 0% | 0% | 0% | 0% | 0% | 0% | 0% | 0% | 0% | 0% | 0% | 0% | 0% | 0% | 0% | 0% | 0% | 0% | 0% | 0% | 0.01915% | 0.1702% | 0.2924% | 0.3903% | 0.4679% | 0.5283% | 0.5744%
| 107 | 0% | 0% | 0% | 0% | 0% | 0% | 0% | 0% | 0% | 0% | 0% | 0% | 0% | 0% | 0% | 0% | 0% | 0% | 0% | 0% | 0% | 0% | 0% | 0% | 0% | 0% | 0% | 0% | 0% | 0% | 0% | 0% | 0% | 0.1365% | 0.2625% | 0.3639% | 0.4444% | 0.5075% | 0.5558%
| 108 | 0% | 0% | 0% | 0% | 0% | 0% | 0% | 0% | 0% | 0% | 0% | 0% | 0% | 0% | 0% | 0% | 0% | 0% | 0% | 0% | 0% | 0% | 0% | 0% | 0% | 0% | 0% | 0% | 0% | 0% | 0% | 0% | 0% | 0.1028% | 0.2327% | 0.3374% | 0.4209% | 0.4866% | 0.5372%
| 109 | 0% | 0% | 0% | 0% | 0% | 0% | 0% | 0% | 0% | 0% | 0% | 0% | 0% | 0% | 0% | 0% | 0% | 0% | 0% | 0% | 0% | 0% | 0% | 0% | 0% | 0% | 0% | 0% | 0% | 0% | 0% | 0% | 0% | 0.06915% | 0.2028% | 0.3109% | 0.3974% | 0.4657% | 0.5186%
| 110 | 0% | 0% | 0% | 0% | 0% | 0% | 0% | 0% | 0% | 0% | 0% | 0% | 0% | 0% | 0% | 0% | 0% | 0% | 0% | 0% | 0% | 0% | 0% | 0% | 0% | 0% | 0% | 0% | 0% | 0% | 0% | 0% | 0% | 0.03547% | 0.173% | 0.2844% | 0.3739% | 0.4448% | 0.5%
| 111 | 0% | 0% | 0% | 0% | 0% | 0% | 0% | 0% | 0% | 0% | 0% | 0% | 0% | 0% | 0% | 0% | 0% | 0% | 0% | 0% | 0% | 0% | 0% | 0% | 0% | 0% | 0% | 0% | 0% | 0% | 0% | 0% | 0% | 0.001803% | 0.1432% | 0.258% | 0.3504% | 0.4239% | 0.4814%
| 112 | 0% | 0% | 0% | 0% | 0% | 0% | 0% | 0% | 0% | 0% | 0% | 0% | 0% | 0% | 0% | 0% | 0% | 0% | 0% | 0% | 0% | 0% | 0% | 0% | 0% | 0% | 0% | 0% | 0% | 0% | 0% | 0% | 0% | 0% | 0.1133% | 0.2315% | 0.3269% | 0.403% | 0.4629%
| 113 | 0% | 0% | 0% | 0% | 0% | 0% | 0% | 0% | 0% | 0% | 0% | 0% | 0% | 0% | 0% | 0% | 0% | 0% | 0% | 0% | 0% | 0% | 0% | 0% | 0% | 0% | 0% | 0% | 0% | 0% | 0% | 0% | 0% | 0% | 0.08349% | 0.205% | 0.3033% | 0.3821% | 0.4443%
| 114 | 0% | 0% | 0% | 0% | 0% | 0% | 0% | 0% | 0% | 0% | 0% | 0% | 0% | 0% | 0% | 0% | 0% | 0% | 0% | 0% | 0% | 0% | 0% | 0% | 0% | 0% | 0% | 0% | 0% | 0% | 0% | 0% | 0% | 0% | 0.05366% | 0.1786% | 0.2798% | 0.3612% | 0.4257%
| 115 | 0% | 0% | 0% | 0% | 0% | 0% | 0% | 0% | 0% | 0% | 0% | 0% | 0% | 0% | 0% | 0% | 0% | 0% | 0% | 0% | 0% | 0% | 0% | 0% | 0% | 0% | 0% | 0% | 0% | 0% | 0% | 0% | 0% | 0% | 0.02382% | 0.1521% | 0.2563% | 0.3403% | 0.4071%
| 116 | 0% | 0% | 0% | 0% | 0% | 0% | 0% | 0% | 0% | 0% | 0% | 0% | 0% | 0% | 0% | 0% | 0% | 0% | 0% | 0% | 0% | 0% | 0% | 0% | 0% | 0% | 0% | 0% | 0% | 0% | 0% | 0% | 0% | 0% | 0% | 0.1256% | 0.2328% | 0.3194% | 0.3885%
| 117 | 0% | 0% | 0% | 0% | 0% | 0% | 0% | 0% | 0% | 0% | 0% | 0% | 0% | 0% | 0% | 0% | 0% | 0% | 0% | 0% | 0% | 0% | 0% | 0% | 0% | 0% | 0% | 0% | 0% | 0% | 0% | 0% | 0% | 0% | 0% | 0.09915% | 0.2093% | 0.2985% | 0.3699%
| 118 | 0% | 0% | 0% | 0% | 0% | 0% | 0% | 0% | 0% | 0% | 0% | 0% | 0% | 0% | 0% | 0% | 0% | 0% | 0% | 0% | 0% | 0% | 0% | 0% | 0% | 0% | 0% | 0% | 0% | 0% | 0% | 0% | 0% | 0% | 0% | 0.07268% | 0.1858% | 0.2776% | 0.3513%
| 119 | 0% | 0% | 0% | 0% | 0% | 0% | 0% | 0% | 0% | 0% | 0% | 0% | 0% | 0% | 0% | 0% | 0% | 0% | 0% | 0% | 0% | 0% | 0% | 0% | 0% | 0% | 0% | 0% | 0% | 0% | 0% | 0% | 0% | 0% | 0% | 0.04621% | 0.1623% | 0.2567% | 0.3327%
| 120 | 0% | 0% | 0% | 0% | 0% | 0% | 0% | 0% | 0% | 0% | 0% | 0% | 0% | 0% | 0% | 0% | 0% | 0% | 0% | 0% | 0% | 0% | 0% | 0% | 0% | 0% | 0% | 0% | 0% | 0% | 0% | 0% | 0% | 0% | 0% | 0.01974% | 0.1388% | 0.2358% | 0.3141%
| 121 | 0% | 0% | 0% | 0% | 0% | 0% | 0% | 0% | 0% | 0% | 0% | 0% | 0% | 0% | 0% | 0% | 0% | 0% | 0% | 0% | 0% | 0% | 0% | 0% | 0% | 0% | 0% | 0% | 0% | 0% | 0% | 0% | 0% | 0% | 0% | 0% | 0.1153% | 0.2149% | 0.2955%
| 122 | 0% | 0% | 0% | 0% | 0% | 0% | 0% | 0% | 0% | 0% | 0% | 0% | 0% | 0% | 0% | 0% | 0% | 0% | 0% | 0% | 0% | 0% | 0% | 0% | 0% | 0% | 0% | 0% | 0% | 0% | 0% | 0% | 0% | 0% | 0% | 0% | 0.09178% | 0.194% | 0.2769%
| 123 | 0% | 0% | 0% | 0% | 0% | 0% | 0% | 0% | 0% | 0% | 0% | 0% | 0% | 0% | 0% | 0% | 0% | 0% | 0% | 0% | 0% | 0% | 0% | 0% | 0% | 0% | 0% | 0% | 0% | 0% | 0% | 0% | 0% | 0% | 0% | 0% | 0.06827% | 0.1731% | 0.2583%
| 124 | 0% | 0% | 0% | 0% | 0% | 0% | 0% | 0% | 0% | 0% | 0% | 0% | 0% | 0% | 0% | 0% | 0% | 0% | 0% | 0% | 0% | 0% | 0% | 0% | 0% | 0% | 0% | 0% | 0% | 0% | 0% | 0% | 0% | 0% | 0% | 0% | 0.04477% | 0.1522% | 0.2397%
| 125 | 0% | 0% | 0% | 0% | 0% | 0% | 0% | 0% | 0% | 0% | 0% | 0% | 0% | 0% | 0% | 0% | 0% | 0% | 0% | 0% | 0% | 0% | 0% | 0% | 0% | 0% | 0% | 0% | 0% | 0% | 0% | 0% | 0% | 0% | 0% | 0% | 0.02126% | 0.1313% | 0.2211%
| 126 | 0% | 0% | 0% | 0% | 0% | 0% | 0% | 0% | 0% | 0% | 0% | 0% | 0% | 0% | 0% | 0% | 0% | 0% | 0% | 0% | 0% | 0% | 0% | 0% | 0% | 0% | 0% | 0% | 0% | 0% | 0% | 0% | 0% | 0% | 0% | 0% | 0% | 0.1104% | 0.2025%
| 127 | 0% | 0% | 0% | 0% | 0% | 0% | 0% | 0% | 0% | 0% | 0% | 0% | 0% | 0% | 0% | 0% | 0% | 0% | 0% | 0% | 0% | 0% | 0% | 0% | 0% | 0% | 0% | 0% | 0% | 0% | 0% | 0% | 0% | 0% | 0% | 0% | 0% | 0.08951% | 0.1839%
| 128 | 0% | 0% | 0% | 0% | 0% | 0% | 0% | 0% | 0% | 0% | 0% | 0% | 0% | 0% | 0% | 0% | 0% | 0% | 0% | 0% | 0% | 0% | 0% | 0% | 0% | 0% | 0% | 0% | 0% | 0% | 0% | 0% | 0% | 0% | 0% | 0% | 0% | 0.06862% | 0.1653%
| 129 | 0% | 0% | 0% | 0% | 0% | 0% | 0% | 0% | 0% | 0% | 0% | 0% | 0% | 0% | 0% | 0% | 0% | 0% | 0% | 0% | 0% | 0% | 0% | 0% | 0% | 0% | 0% | 0% | 0% | 0% | 0% | 0% | 0% | 0% | 0% | 0% | 0% | 0.04772% | 0.1468%
| 130 | 0% | 0% | 0% | 0% | 0% | 0% | 0% | 0% | 0% | 0% | 0% | 0% | 0% | 0% | 0% | 0% | 0% | 0% | 0% | 0% | 0% | 0% | 0% | 0% | 0% | 0% | 0% | 0% | 0% | 0% | 0% | 0% | 0% | 0% | 0% | 0% | 0% | 0.02682% | 0.1282%
| 131 | 0% | 0% | 0% | 0% | 0% | 0% | 0% | 0% | 0% | 0% | 0% | 0% | 0% | 0% | 0% | 0% | 0% | 0% | 0% | 0% | 0% | 0% | 0% | 0% | 0% | 0% | 0% | 0% | 0% | 0% | 0% | 0% | 0% | 0% | 0% | 0% | 0% | 0.005925% | 0.1096%
| 132 | 0% | 0% | 0% | 0% | 0% | 0% | 0% | 0% | 0% | 0% | 0% | 0% | 0% | 0% | 0% | 0% | 0% | 0% | 0% | 0% | 0% | 0% | 0% | 0% | 0% | 0% | 0% | 0% | 0% | 0% | 0% | 0% | 0% | 0% | 0% | 0% | 0% | 0% | 0.09097%
| 133 | 0% | 0% | 0% | 0% | 0% | 0% | 0% | 0% | 0% | 0% | 0% | 0% | 0% | 0% | 0% | 0% | 0% | 0% | 0% | 0% | 0% | 0% | 0% | 0% | 0% | 0% | 0% | 0% | 0% | 0% | 0% | 0% | 0% | 0% | 0% | 0% | 0% | 0% | 0.07238%
| 134 | 0% | 0% | 0% | 0% | 0% | 0% | 0% | 0% | 0% | 0% | 0% | 0% | 0% | 0% | 0% | 0% | 0% | 0% | 0% | 0% | 0% | 0% | 0% | 0% | 0% | 0% | 0% | 0% | 0% | 0% | 0% | 0% | 0% | 0% | 0% | 0% | 0% | 0% | 0.05378%
| 135 | 0% | 0% | 0% | 0% | 0% | 0% | 0% | 0% | 0% | 0% | 0% | 0% | 0% | 0% | 0% | 0% | 0% | 0% | 0% | 0% | 0% | 0% | 0% | 0% | 0% | 0% | 0% | 0% | 0% | 0% | 0% | 0% | 0% | 0% | 0% | 0% | 0% | 0% | 0.03519%
| 136 | 0% | 0% | 0% | 0% | 0% | 0% | 0% | 0% | 0% | 0% | 0% | 0% | 0% | 0% | 0% | 0% | 0% | 0% | 0% | 0% | 0% | 0% | 0% | 0% | 0% | 0% | 0% | 0% | 0% | 0% | 0% | 0% | 0% | 0% | 0% | 0% | 0% | 0% | 0.0166%
137 | bar: 2012 to 2050
138 | bar: 2012 to 2050
139 | bar: 2012 to 2050
140 | bar: 2012 to 2050
141 | bar: 2012 to 2050
142 | bar: 2012 to 2050
143 | bar: 2012 to 2050
144 | bar: 2012 to 2050
145 | bar: 2012 to 2050
146 | bar: 2012 to 2050
147 | bar: 2012 to 2050
148 | bar: 2012 to 2050
149 | bar: 2012 to 2050
150 | bar: 2012 to 2050
151 | bar: 2012 to 2050
152 | bar: 2012 to 2050
153 | bar: 2012 to 2050
154 | bar: 2012 to 2050
155 | bar: 2012 to 2050
156 | bar: 2012 to 2050
157 | bar: 2012 to 2050
158 | bar: 2012 to 2050
159 | bar: 2012 to 2050
160 | bar: 2012 to 2050
161 | bar: 2012 to 2050
162 | bar: 2012 to 2050
163 | bar: 2012 to 2050
164 | bar: 2012 to 2050
165 | bar: 2012 to 2050
166 | bar: 2012 to 2050
167 | bar: 2012 to 2050
168 | bar: 2012 to 2050
169 | bar: 2012 to 2050
170 | bar: 2012 to 2050
171 | bar: 2012 to 2050
172 | bar: 2012 to 2050
173 | bar: 2012 to 2050
174 | bar: 2012 to 2050
175 | bar: 2012 to 2050
176 | bar: 2012 to 2050
177 | bar: 2012 to 2050
178 | bar: 2012 to 2050
179 | bar: 2012 to 2050
180 | bar: 2012 to 2050
181 | bar: 2012 to 2050
182 | bar: 2012 to 2050
183 | bar: 2012 to 2050
184 | bar: 2012 to 2050
185 | bar: 2012 to 2050
186 | bar: 2012 to 2050
187 | bar: 2012 to 2050
188 | bar: 2012 to 2050
189 | bar: 2012 to 2050
190 | bar: 2012 to 2050
191 | bar: 2012 to 2050
192 | bar: 2012 to 2050
193 | bar: 2012 to 2050
194 | bar: 2012 to 2050
195 | bar: 2012 to 2050
196 | bar: 2012 to 2050
197 | bar: 2012 to 2050
198 | bar: 2012 to 2050
199 | bar: 2012 to 2050
200 | bar: 2012 to 2050
| Probability Intermittent low carbon (i.e., wind) availability | 100% | 100% | 100% | 100% | 100% | 100% | 100% | 100% | 100% | 100% | 100% | 100% | 100% | 100% | 100% | 100% | 100% | 100% | 100% | 100% | 100% | 100% | 100% | 100% | 100% | 100% | 100% | 100% | 100% | 100% | 100% | 100% | 100% | 100% | 100% | 100% | 100% | 100% | 100%
| 0 | 41.37% | 38.36% | 36.25% | 34.72% | 33.58% | 32.73% | 32.07% | 31.57% | 31.18% | 31.53% | 32.44% | 33.82% | 42.27% | 52.84% | 66.05% | 75.31% | 77.77% | 80.85% | 84.7% | 89.5% | 95.51% | 100% | 100% | 100% | 100% | 100% | 100% | 100% | 100% | 100% | 100% | 100% | 100% | 100% | 100% | 100% | 100% | 100% | 100%
| 1 | 33.96% | 36.26% | 36.25% | 34.72% | 33.58% | 32.73% | 32.07% | 31.57% | 31.18% | 31.53% | 32.44% | 33.82% | 33.28% | 25.23% | 15.17% | 9.844% | 12.3% | 15.38% | 15.3% | 10.5% | 4.49% | 0% | 0% | 0% | 0% | 0% | 0% | 0% | 0% | 0% | 0% | 0% | 0% | 0% | 0% | 0% | 0% | 0% | 0%
| 2 | 4.933% | 4.574% | 5.944% | 8.456% | 10.32% | 11.72% | 12.79% | 13.62% | 14.27% | 13.69% | 12.2% | 9.935% | 5.04% | 6.3% | 7.875% | 9.844% | 9.921% | 3.769% | 0% | 0% | 0% | 0% | 0% | 0% | 0% | 0% | 0% | 0% | 0% | 0% | 0% | 0% | 0% | 0% | 0% | 0% | 0% | 0% | 0%
| 3 | 4.933% | 4.574% | 4.322% | 4.139% | 4.004% | 3.902% | 3.824% | 3.764% | 3.717% | 3.759% | 3.868% | 4.032% | 5.04% | 6.3% | 7.875% | 4.999% | 0% | 0% | 0% | 0% | 0% | 0% | 0% | 0% | 0% | 0% | 0% | 0% | 0% | 0% | 0% | 0% | 0% | 0% | 0% | 0% | 0% | 0% | 0%
| 4 | 4.933% | 4.574% | 4.322% | 4.139% | 4.004% | 3.902% | 3.824% | 3.764% | 3.717% | 3.759% | 3.868% | 4.032% | 5.04% | 6.3% | 3.031% | 0% | 0% | 0% | 0% | 0% | 0% | 0% | 0% | 0% | 0% | 0% | 0% | 0% | 0% | 0% | 0% | 0% | 0% | 0% | 0% | 0% | 0% | 0% | 0%
| 5 | 4.933% | 4.574% | 4.322% | 4.139% | 4.004% | 3.902% | 3.824% | 3.764% | 3.717% | 3.759% | 3.868% | 4.032% | 5.04% | 3.031% | 0% | 0% | 0% | 0% | 0% | 0% | 0% | 0% | 0% | 0% | 0% | 0% | 0% | 0% | 0% | 0% | 0% | 0% | 0% | 0% | 0% | 0% | 0% | 0% | 0%
| 6 | 4.933% | 4.574% | 4.322% | 4.139% | 4.004% | 3.902% | 3.824% | 3.764% | 3.717% | 3.759% | 3.868% | 4.032% | 4.291% | 0% | 0% | 0% | 0% | 0% | 0% | 0% | 0% | 0% | 0% | 0% | 0% | 0% | 0% | 0% | 0% | 0% | 0% | 0% | 0% | 0% | 0% | 0% | 0% | 0% | 0%
| 7 | 0% | 2.515% | 4.278% | 4.139% | 4.004% | 3.902% | 3.824% | 3.764% | 3.717% | 3.759% | 3.868% | 4.032% | 0% | 0% | 0% | 0% | 0% | 0% | 0% | 0% | 0% | 0% | 0% | 0% | 0% | 0% | 0% | 0% | 0% | 0% | 0% | 0% | 0% | 0% | 0% | 0% | 0% | 0% | 0%
| 8 | 0% | 0% | 0% | 1.416% | 2.497% | 3.313% | 3.824% | 3.764% | 3.717% | 3.759% | 3.59% | 2.275% | 0% | 0% | 0% | 0% | 0% | 0% | 0% | 0% | 0% | 0% | 0% | 0% | 0% | 0% | 0% | 0% | 0% | 0% | 0% | 0% | 0% | 0% | 0% | 0% | 0% | 0% | 0%
| 9 | 0% | 0% | 0% | 0% | 0% | 0% | 0.1113% | 0.6523% | 1.073% | 0.6988% | 0% | 0% | 0% | 0% | 0% | 0% | 0% | 0% | 0% | 0% | 0% | 0% | 0% | 0% | 0% | 0% | 0% | 0% | 0% | 0% | 0% | 0% | 0% | 0% | 0% | 0% | 0% | 0% | 0%
10 | bar: 2012 to 2050
11 | bar: 2012 to 2050
12 | bar: 2012 to 2050
13 | bar: 2012 to 2050
14 | bar: 2012 to 2050
15 | bar: 2012 to 2050
16 | bar: 2012 to 2050
17 | bar: 2012 to 2050
18 | bar: 2012 to 2050
19 | bar: 2012 to 2050
20 | bar: 2012 to 2050
21 | bar: 2012 to 2050
22 | bar: 2012 to 2050
23 | bar: 2012 to 2050
24 | bar: 2012 to 2050
25 | bar: 2012 to 2050
26 | bar: 2012 to 2050
27 | bar: 2012 to 2050
28 | bar: 2012 to 2050
29 | bar: 2012 to 2050
30 | bar: 2012 to 2050
31 | bar: 2012 to 2050
32 | bar: 2012 to 2050
33 | bar: 2012 to 2050
34 | bar: 2012 to 2050
35 | bar: 2012 to 2050
36 | bar: 2012 to 2050
37 | bar: 2012 to 2050
38 | bar: 2012 to 2050
39 | bar: 2012 to 2050
40 | bar: 2012 to 2050
41 | bar: 2012 to 2050
42 | bar: 2012 to 2050
43 | bar: 2012 to 2050
44 | bar: 2012 to 2050
45 | bar: 2012 to 2050
46 | bar: 2012 to 2050
47 | bar: 2012 to 2050
48 | bar: 2012 to 2050
49 | bar: 2012 to 2050
50 | bar: 2012 to 2050
51 | bar: 2012 to 2050
52 | bar: 2012 to 2050
53 | bar: 2012 to 2050
54 | bar: 2012 to 2050
55 | bar: 2012 to 2050
56 | bar: 2012 to 2050
57 | bar: 2012 to 2050
58 | bar: 2012 to 2050
59 | bar: 2012 to 2050
60 | bar: 2012 to 2050
61 | bar: 2012 to 2050
62 | bar: 2012 to 2050
63 | bar: 2012 to 2050
64 | bar: 2012 to 2050
65 | bar: 2012 to 2050
66 | bar: 2012 to 2050
67 | bar: 2012 to 2050
68 | bar: 2012 to 2050
69 | bar: 2012 to 2050
70 | bar: 2012 to 2050
71 | bar: 2012 to 2050
72 | bar: 2012 to 2050
73 | bar: 2012 to 2050
74 | bar: 2012 to 2050
75 | bar: 2012 to 2050
76 | bar: 2012 to 2050
77 | bar: 2012 to 2050
78 | bar: 2012 to 2050
79 | bar: 2012 to 2050
80 | bar: 2012 to 2050
81 | bar: 2012 to 2050
82 | bar: 2012 to 2050
83 | bar: 2012 to 2050
84 | bar: 2012 to 2050
85 | bar: 2012 to 2050
86 | bar: 2012 to 2050
87 | bar: 2012 to 2050
88 | bar: 2012 to 2050
89 | bar: 2012 to 2050
90 | bar: 2012 to 2050
91 | bar: 2012 to 2050
92 | bar: 2012 to 2050
93 | bar: 2012 to 2050
94 | bar: 2012 to 2050
95 | bar: 2012 to 2050
96 | bar: 2012 to 2050
97 | bar: 2012 to 2050
98 | bar: 2012 to 2050
99 | bar: 2012 to 2050
100 | bar: 2012 to 2050
101 | bar: 2012 to 2050
102 | bar: 2012 to 2050
103 | bar: 2012 to 2050
104 | bar: 2012 to 2050
105 | bar: 2012 to 2050
106 | bar: 2012 to 2050
107 | bar: 2012 to 2050
108 | bar: 2012 to 2050
109 | bar: 2012 to 2050
110 | bar: 2012 to 2050
111 | bar: 2012 to 2050
112 | bar: 2012 to 2050
113 | bar: 2012 to 2050
114 | bar: 2012 to 2050
115 | bar: 2012 to 2050
116 | bar: 2012 to 2050
117 | bar: 2012 to 2050
118 | bar: 2012 to 2050
119 | bar: 2012 to 2050
120 | bar: 2012 to 2050
121 | bar: 2012 to 2050
122 | bar: 2012 to 2050
123 | bar: 2012 to 2050
124 | bar: 2012 to 2050
125 | bar: 2012 to 2050
126 | bar: 2012 to 2050
127 | bar: 2012 to 2050
128 | bar: 2012 to 2050
129 | bar: 2012 to 2050
130 | bar: 2012 to 2050
131 | bar: 2012 to 2050
132 | bar: 2012 to 2050
133 | bar: 2012 to 2050
134 | bar: 2012 to 2050
135 | bar: 2012 to 2050
136 | bar: 2012 to 2050
137 | bar: 2012 to 2050
138 | bar: 2012 to 2050
139 | bar: 2012 to 2050
140 | bar: 2012 to 2050
141 | bar: 2012 to 2050
142 | bar: 2012 to 2050
143 | bar: 2012 to 2050
144 | bar: 2012 to 2050
145 | bar: 2012 to 2050
146 | bar: 2012 to 2050
147 | bar: 2012 to 2050
148 | bar: 2012 to 2050
149 | bar: 2012 to 2050
150 | bar: 2012 to 2050
151 | bar: 2012 to 2050
152 | bar: 2012 to 2050
153 | bar: 2012 to 2050
154 | bar: 2012 to 2050
155 | bar: 2012 to 2050
156 | bar: 2012 to 2050
157 | bar: 2012 to 2050
158 | bar: 2012 to 2050
159 | bar: 2012 to 2050
160 | bar: 2012 to 2050
161 | bar: 2012 to 2050
162 | bar: 2012 to 2050
163 | bar: 2012 to 2050
164 | bar: 2012 to 2050
165 | bar: 2012 to 2050
166 | bar: 2012 to 2050
167 | bar: 2012 to 2050
168 | bar: 2012 to 2050
169 | bar: 2012 to 2050
170 | bar: 2012 to 2050
171 | bar: 2012 to 2050
172 | bar: 2012 to 2050
173 | bar: 2012 to 2050
174 | bar: 2012 to 2050
175 | bar: 2012 to 2050
176 | bar: 2012 to 2050
177 | bar: 2012 to 2050
178 | bar: 2012 to 2050
179 | bar: 2012 to 2050
180 | bar: 2012 to 2050
181 | bar: 2012 to 2050
182 | bar: 2012 to 2050
183 | bar: 2012 to 2050
184 | bar: 2012 to 2050
185 | bar: 2012 to 2050
186 | bar: 2012 to 2050
187 | bar: 2012 to 2050
188 | bar: 2012 to 2050
189 | bar: 2012 to 2050
190 | bar: 2012 to 2050
191 | bar: 2012 to 2050
192 | bar: 2012 to 2050
193 | bar: 2012 to 2050
194 | bar: 2012 to 2050
195 | bar: 2012 to 2050
196 | bar: 2012 to 2050
197 | bar: 2012 to 2050
198 | bar: 2012 to 2050
199 | bar: 2012 to 2050
200 | bar: 2012 to 2050
Convolution to give pdf of demand net wind
| Less than zero | 0.5527% | -1.189% | -0.5895% | 0.01326% | 0.5785% | 1.154% | 1.739% | -0.03459% | -1.858% | -1.281% | -0.6924% | -0.0989% | 0.4525% | -1.411% | -0.8112% | -0.2008% | 0.3639% | 0.9365% | 1.519% | 0.04802% | 0.9403% | -0.5968% | 0.1722% | 0.8591% | -0.7281% | -0.1211% | 0.4464% | -1.115% | -0.1074% | 0.2788% | 0.6443% | -0.9335% | -0.4972% | -0.2095% | 0.06644% | 0.1812% | 0.396% | 0.3236% | 0.4928%
0 | bar: 2012 to 2050
1 | bar: 2012 to 2050
2 | bar: 2012 to 2050
3 | bar: 2012 to 2050
4 | bar: 2012 to 2050
5 | bar: 2012 to 2050
6 | bar: 2012 to 2050
7 | bar: 2012 to 2050
8 | bar: 2012 to 2050
9 | bar: 2012 to 2050
10 | bar: 2012 to 2050
| 11 | 0% | 0% | 0% | 0% | 0% | 0% | 0% | 0% | 0.02576% | 0.01685% | 0% | 0% | 0% | 0% | 0% | 0% | 0% | 0% | 0% | 0% | 0% | 0% | 0% | 0% | 0% | 0% | 0% | 0% | 0% | 0% | 0% | 0% | 0% | 0% | 0% | 0% | 0% | 0% | 0%
| 12 | 0% | 0% | 0% | 0% | 0% | 0% | 0.002651% | 0.0156% | 0.115% | 0.1075% | 0.0869% | 0.05528% | 0% | 0% | 0% | 0% | 0% | 0% | 0% | 0% | 0% | 0% | 0% | 0% | 0% | 0% | 0% | 0% | 0% | 0% | 0% | 0% | 0% | 0% | 0% | 0% | 0% | 0% | 0%
| 13 | 0% | 0% | 0% | 0.03332% | 0.05901% | 0.07859% | 0.09375% | 0.1056% | 0.2043% | 0.1981% | 0.1805% | 0.1533% | 0% | 0% | 0% | 0% | 0% | 0% | 0% | 0% | 0% | 0% | 0% | 0% | 0% | 0% | 0% | 0% | 0% | 0% | 0% | 0% | 0% | 0% | 0% | 0% | 0% | 0% | 0%
| 14 | 0% | 0.05873% | 0.1003% | 0.1307% | 0.1536% | 0.1712% | 0.1849% | 0.1957% | 0.2936% | 0.2887% | 0.2741% | 0.2513% | 0.1047% | 0% | 0% | 0% | 0% | 0% | 0% | 0% | 0% | 0% | 0% | 0% | 0% | 0% | 0% | 0% | 0% | 0% | 0% | 0% | 0% | 0% | 0% | 0% | 0% | 0% | 0%
| 15 | 0.1147% | 0.1655% | 0.2016% | 0.2282% | 0.2482% | 0.2638% | 0.2759% | 0.2857% | 0.3828% | 0.3794% | 0.3678% | 0.3492% | 0.2277% | 0.07424% | 0% | 0% | 0% | 0% | 0% | 0% | 0% | 0% | 0% | 0% | 0% | 0% | 0% | 0% | 0% | 0% | 0% | 0% | 0% | 0% | 0% | 0% | 0% | 0% | 0%
| 16 | 0.2294% | 0.2723% | 0.3029% | 0.3256% | 0.3429% | 0.3563% | 0.367% | 0.3757% | 0.4721% | 0.47% | 0.4614% | 0.4472% | 0.3507% | 0.2286% | 0.07454% | 0% | 0% | 0% | 0% | 0% | 0% | 0% | 0% | 0% | 0% | 0% | 0% | 0% | 0% | 0% | 0% | 0% | 0% | 0% | 0% | 0% | 0% | 0% | 0%
| 17 | 0.3441% | 0.3791% | 0.4042% | 0.423% | 0.4375% | 0.4489% | 0.4581% | 0.4657% | 0.5614% | 0.5606% | 0.555% | 0.5452% | 0.4736% | 0.3829% | 0.2682% | 0.1235% | 0% | 0% | 0% | 0% | 0% | 0% | 0% | 0% | 0% | 0% | 0% | 0% | 0% | 0% | 0% | 0% | 0% | 0% | 0% | 0% | 0% | 0% | 0%
| 18 | 0.4589% | 0.4859% | 0.5055% | 0.5204% | 0.5321% | 0.5415% | 0.5492% | 0.5558% | 0.9039% | 0.8908% | 0.8503% | 0.7867% | 0.5966% | 0.5373% | 0.4619% | 0.3666% | 0.246% | 0.09382% | 0% | 0% | 0% | 0% | 0% | 0% | 0% | 0% | 0% | 0% | 0% | 0% | 0% | 0% | 0% | 0% | 0% | 0% | 0% | 0% | 0%
| 19 | 0.5736% | 0.5927% | 0.6449% | 0.7195% | 0.7759% | 0.8196% | 0.854% | 0.8816% | 1.653% | 1.651% | 1.635% | 1.608% | 1.409% | 1.155% | 0.8352% | 0.6097% | 0.5511% | 0.4767% | 0.3825% | 0.2568% | 0% | 0% | 0% | 0% | 0% | 0% | 0% | 0% | 0% | 0% | 0% | 0% | 0% | 0% | 0% | 0% | 0% | 0% | 0%
| 20 | 1.363% | 1.439% | 1.495% | 1.537% | 1.57% | 1.596% | 1.618% | 1.637% | 2.401% | 2.411% | 2.421% | 2.43% | 2.44% | 2.45% | 2.46% | 2.47% | 2.48% | 2.489% | 2.499% | 2.446% | 0.1075% | 0% | 0% | 0% | 0% | 0% | 0% | 0% | 0% | 0% | 0% | 0% | 0% | 0% | 0% | 0% | 0% | 0% | 0%
| 21 | 2.325% | 2.335% | 2.344% | 2.354% | 2.363% | 2.373% | 2.382% | 2.392% | 2.401% | 2.411% | 2.421% | 2.43% | 2.44% | 2.45% | 2.46% | 2.47% | 2.48% | 2.489% | 2.499% | 2.446% | 2.395% | 2.345% | 0% | 0% | 0% | 0% | 0% | 0% | 0% | 0% | 0% | 0% | 0% | 0% | 0% | 0% | 0% | 0% | 0%
| 22 | 2.325% | 2.335% | 2.344% | 2.354% | 2.363% | 2.373% | 2.382% | 2.392% | 2.401% | 2.411% | 2.421% | 2.43% | 2.44% | 2.45% | 2.46% | 2.47% | 2.48% | 2.489% | 2.499% | 2.446% | 2.395% | 2.345% | 2.297% | 0% | 0% | 0% | 0% | 0% | 0% | 0% | 0% | 0% | 0% | 0% | 0% | 0% | 0% | 0% | 0%
| 23 | 2.325% | 2.335% | 2.344% | 2.354% | 2.363% | 2.373% | 2.382% | 2.392% | 2.401% | 2.411% | 2.421% | 2.43% | 2.44% | 2.45% | 2.46% | 2.47% | 2.48% | 2.489% | 2.499% | 2.446% | 2.395% | 2.345% | 2.297% | 2.25% | 2.205% | 0% | 0% | 0% | 0% | 0% | 0% | 0% | 0% | 0% | 0% | 0% | 0% | 0% | 0%
| 24 | 2.325% | 2.335% | 2.344% | 2.354% | 2.363% | 2.373% | 2.382% | 2.392% | 2.401% | 2.411% | 2.421% | 2.43% | 2.44% | 2.45% | 2.46% | 2.47% | 2.48% | 2.489% | 2.499% | 2.446% | 2.395% | 2.345% | 2.297% | 2.25% | 2.205% | 2.161% | 0% | 0% | 0% | 0% | 0% | 0% | 0% | 0% | 0% | 0% | 0% | 0% | 0%
| 25 | 2.325% | 2.335% | 2.344% | 2.354% | 2.363% | 2.373% | 2.382% | 2.392% | 2.401% | 2.411% | 2.421% | 2.43% | 2.44% | 2.45% | 2.46% | 2.47% | 2.48% | 2.489% | 2.499% | 2.446% | 2.395% | 2.345% | 2.297% | 2.25% | 2.205% | 2.161% | 2.118% | 2.077% | 0% | 0% | 0% | 0% | 0% | 0% | 0% | 0% | 0% | 0% | 0%
| 26 | 2.325% | 2.335% | 2.344% | 2.354% | 2.363% | 2.373% | 2.382% | 2.392% | 2.401% | 2.411% | 2.421% | 2.43% | 2.44% | 2.45% | 2.46% | 2.47% | 2.48% | 2.489% | 2.499% | 2.446% | 2.395% | 2.345% | 2.297% | 2.25% | 2.205% | 2.161% | 2.118% | 2.077% | 2.037% | 0% | 0% | 0% | 0% | 0% | 0% | 0% | 0% | 0% | 0%
| 27 | 2.325% | 2.335% | 2.344% | 2.354% | 2.363% | 2.373% | 2.382% | 2.392% | 2.401% | 2.411% | 2.421% | 2.43% | 2.44% | 2.45% | 2.46% | 2.47% | 2.48% | 2.489% | 2.499% | 2.446% | 2.395% | 2.345% | 2.297% | 2.25% | 2.205% | 2.161% | 2.118% | 2.077% | 2.037% | 1.998% | 0% | 0% | 0% | 0% | 0% | 0% | 0% | 0% | 0%
| 28 | 2.325% | 2.335% | 2.344% | 2.354% | 2.363% | 2.373% | 2.382% | 2.392% | 2.401% | 2.411% | 2.421% | 2.43% | 2.44% | 2.45% | 2.46% | 2.47% | 2.48% | 2.489% | 2.499% | 2.446% | 2.395% | 2.345% | 2.297% | 2.25% | 2.205% | 2.161% | 2.118% | 2.077% | 2.037% | 1.998% | 1.961% | 1.925% | 0% | 0% | 0% | 0% | 0% | 0% | 0%
| 29 | 2.325% | 2.335% | 2.344% | 2.354% | 2.363% | 2.373% | 2.382% | 2.392% | 2.401% | 2.411% | 2.421% | 2.43% | 2.44% | 2.45% | 2.46% | 2.47% | 2.48% | 2.489% | 2.499% | 2.446% | 2.395% | 2.345% | 2.297% | 2.25% | 2.205% | 2.161% | 2.118% | 2.077% | 2.037% | 1.998% | 1.961% | 1.925% | 1.89% | 0% | 0% | 0% | 0% | 0% | 0%
| 30 | 2.325% | 2.335% | 2.344% | 2.354% | 2.363% | 2.373% | 2.382% | 2.392% | 2.401% | 2.411% | 2.421% | 2.43% | 2.44% | 2.45% | 2.46% | 2.47% | 2.48% | 2.489% | 2.499% | 2.446% | 2.395% | 2.345% | 2.297% | 2.25% | 2.205% | 2.161% | 2.118% | 2.077% | 2.037% | 1.998% | 1.961% | 1.925% | 1.89% | 1.856% | 0% | 0% | 0% | 0% | 0%
| 31 | 2.325% | 2.335% | 2.344% | 2.354% | 2.363% | 2.373% | 2.382% | 2.392% | 2.401% | 2.411% | 2.421% | 2.43% | 2.44% | 2.45% | 2.46% | 2.47% | 2.48% | 2.489% | 2.499% | 2.446% | 2.395% | 2.345% | 2.297% | 2.25% | 2.205% | 2.161% | 2.118% | 2.077% | 2.037% | 1.998% | 1.961% | 1.925% | 1.89% | 1.856% | 1.823% | 0% | 0% | 0% | 0%
| 32 | 2.325% | 2.335% | 2.344% | 2.354% | 2.363% | 2.373% | 2.382% | 2.407% | 2.426% | 2.427% | 2.421% | 2.43% | 2.44% | 2.45% | 2.46% | 2.47% | 2.48% | 2.489% | 2.499% | 2.446% | 2.395% | 2.345% | 2.297% | 2.25% | 2.205% | 2.161% | 2.118% | 2.077% | 2.037% | 1.998% | 1.961% | 1.925% | 1.89% | 1.856% | 1.823% | 1.792% | 0% | 0% | 0%
| 33 | 2.325% | 2.335% | 2.344% | 2.354% | 2.363% | 2.373% | 2.385% | 2.494% | 2.511% | 2.512% | 2.502% | 2.481% | 2.44% | 2.45% | 2.46% | 2.47% | 2.48% | 2.489% | 2.499% | 2.446% | 2.395% | 2.345% | 2.297% | 2.25% | 2.205% | 2.161% | 2.118% | 2.077% | 2.037% | 1.998% | 1.961% | 1.925% | 1.89% | 1.856% | 1.823% | 1.792% | 1.762% | 0% | 0%
| 34 | 2.325% | 2.335% | 2.344% | 2.385% | 2.419% | 2.445% | 2.467% | 2.573% | 2.586% | 2.588% | 2.582% | 2.567% | 2.44% | 2.45% | 2.46% | 2.47% | 2.48% | 2.489% | 2.499% | 2.446% | 2.395% | 2.345% | 2.297% | 2.25% | 2.205% | 2.161% | 2.118% | 2.077% | 2.037% | 1.998% | 1.961% | 1.925% | 1.89% | 1.856% | 1.823% | 1.792% | 1.762% | 1.733% | 0%
| 35 | 2.325% | 2.393% | 2.442% | 2.475% | 2.502% | 2.523% | 2.541% | 2.644% | 2.654% | 2.656% | 2.653% | 2.643% | 2.535% | 2.523% | 2.46% | 2.47% | 2.48% | 2.489% | 2.499% | 2.446% | 2.395% | 2.345% | 2.297% | 2.25% | 2.205% | 2.161% | 2.118% | 2.077% | 2.037% | 1.998% | 1.961% | 1.925% | 1.89% | 1.856% | 1.823% | 1.792% | 1.762% | 1.733% | 1.705%
| 36 | 2.325% | 2.493% | 2.531% | 2.556% | 2.577% | 2.593% | 2.606% | 2.705% | 2.712% | 2.715% | 2.714% | 2.709% | 2.637% | 2.669% | 2.532% | 2.47% | 2.48% | 2.489% | 2.499% | 2.446% | 2.395% | 2.345% | 2.297% | 2.25% | 2.205% | 2.161% | 2.118% | 2.077% | 2.037% | 1.998% | 1.961% | 1.925% | 1.89% | 1.856% | 1.823% | 1.792% | 1.762% | 1.733% | 1.705%
| 37 | 2.43% | 2.583% | 2.61% | 2.628% | 2.642% | 2.654% | 2.663% | 2.759% | 2.763% | 2.766% | 2.767% | 2.766% | 2.727% | 2.8% | 2.714% | 2.588% | 2.48% | 2.489% | 2.499% | 2.446% | 2.395% | 2.345% | 2.297% | 2.25% | 2.205% | 2.161% | 2.118% | 2.077% | 2.037% | 1.998% | 1.961% | 1.925% | 1.89% | 1.856% | 1.823% | 1.792% | 1.762% | 1.733% | 1.705%
| 38 | 2.524% | 2.663% | 2.681% | 2.691% | 2.699% | 2.706% | 2.711% | 2.804% | 2.805% | 2.807% | 2.811% | 2.813% | 2.804% | 2.915% | 2.876% | 2.809% | 2.711% | 2.576% | 2.499% | 2.446% | 2.395% | 2.345% | 2.297% | 2.25% | 2.205% | 2.161% | 2.118% | 2.077% | 2.037% | 1.998% | 1.961% | 1.925% | 1.89% | 1.856% | 1.823% | 1.792% | 1.762% | 1.733% | 1.705%
| 39 | 2.607% | 2.733% | 2.742% | 2.745% | 2.747% | 2.749% | 2.751% | 3.072% | 3.084% | 3.069% | 3.035% | 2.984% | 2.87% | 3.475% | 3.195% | 3.006% | 2.975% | 2.922% | 2.848% | 2.446% | 2.395% | 2.345% | 2.297% | 2.25% | 2.205% | 2.161% | 2.118% | 2.077% | 2.037% | 1.998% | 1.961% | 1.925% | 1.89% | 1.856% | 1.823% | 1.792% | 1.762% | 1.733% | 1.705%
| 40 | 2.68% | 2.794% | 2.83% | 2.886% | 2.926% | 2.955% | 2.976% | 3.734% | 3.726% | 3.711% | 3.692% | 3.668% | 3.551% | 4.644% | 4.696% | 4.729% | 4.739% | 4.741% | 4.739% | 2.657% | 2.395% | 2.345% | 2.297% | 2.25% | 2.205% | 2.161% | 2.118% | 2.077% | 2.037% | 1.998% | 1.961% | 1.925% | 1.89% | 1.856% | 1.823% | 1.792% | 1.762% | 1.733% | 1.705%
| 41 | 2.742% | 3.575% | 3.596% | 3.6% | 3.6% | 3.596% | 3.589% | 4.325% | 4.296% | 4.28% | 4.273% | 4.273% | 4.351% | 4.406% | 4.456% | 4.488% | 4.495% | 4.495% | 4.492% | 4.428% | 2.474% | 2.345% | 2.297% | 2.25% | 2.205% | 2.161% | 2.118% | 2.077% | 2.037% | 1.998% | 1.961% | 1.925% | 1.89% | 1.856% | 1.823% | 1.792% | 1.762% | 1.733% | 1.705%
| 42 | 3.408% | 4.326% | 4.282% | 4.238% | 4.199% | 4.163% | 4.13% | 4.098% | 4.067% | 4.049% | 4.041% | 4.039% | 4.115% | 4.168% | 4.217% | 4.246% | 4.252% | 4.25% | 4.244% | 4.214% | 4.146% | 2.345% | 2.297% | 2.25% | 2.205% | 2.161% | 2.118% | 2.077% | 2.037% | 1.998% | 1.961% | 1.925% | 1.89% | 1.856% | 1.823% | 1.792% | 1.762% | 1.733% | 1.705%
| 43 | 4.159% | 4.11% | 4.064% | 4.018% | 3.978% | 3.94% | 3.905% | 3.871% | 3.839% | 3.819% | 3.809% | 3.805% | 3.879% | 3.93% | 3.977% | 4.004% | 4.008% | 4.004% | 3.996% | 4% | 3.961% | 3.885% | 2.297% | 2.25% | 2.205% | 2.161% | 2.118% | 2.077% | 2.037% | 1.998% | 1.961% | 1.925% | 1.89% | 1.856% | 1.823% | 1.792% | 1.762% | 1.733% | 1.705%
| 44 | 3.944% | 3.893% | 3.847% | 3.799% | 3.756% | 3.717% | 3.681% | 3.645% | 3.61% | 3.589% | 3.577% | 3.571% | 3.643% | 3.692% | 3.737% | 3.762% | 3.764% | 3.758% | 3.749% | 3.787% | 3.776% | 3.725% | 3.639% | 2.25% | 2.205% | 2.161% | 2.118% | 2.077% | 2.037% | 1.998% | 1.961% | 1.925% | 1.89% | 1.856% | 1.823% | 1.792% | 1.762% | 1.733% | 1.705%
| 45 | 3.73% | 3.677% | 3.629% | 3.579% | 3.535% | 3.494% | 3.456% | 3.418% | 3.382% | 3.358% | 3.345% | 3.336% | 3.407% | 3.454% | 3.497% | 3.521% | 3.521% | 3.513% | 3.501% | 3.573% | 3.591% | 3.564% | 3.499% | 3.413% | 2.205% | 2.161% | 2.118% | 2.077% | 2.037% | 1.998% | 1.961% | 1.925% | 1.89% | 1.856% | 1.823% | 1.792% | 1.762% | 1.733% | 1.705%
| 46 | 3.516% | 3.461% | 3.411% | 3.36% | 3.314% | 3.271% | 3.231% | 3.191% | 3.153% | 3.128% | 3.112% | 3.102% | 3.171% | 3.217% | 3.257% | 3.279% | 3.277% | 3.267% | 3.253% | 3.359% | 3.406% | 3.404% | 3.36% | 3.292% | 3.205% | 2.161% | 2.118% | 2.077% | 2.037% | 1.998% | 1.961% | 1.925% | 1.89% | 1.856% | 1.823% | 1.792% | 1.762% | 1.733% | 1.705%
| 47 | 3.301% | 3.245% | 3.193% | 3.14% | 3.092% | 3.048% | 3.006% | 2.964% | 2.924% | 2.898% | 2.88% | 2.868% | 2.935% | 2.979% | 3.018% | 3.037% | 3.033% | 3.022% | 3.006% | 3.146% | 3.221% | 3.243% | 3.221% | 3.17% | 3.099% | 3.013% | 2.118% | 2.077% | 2.037% | 1.998% | 1.961% | 1.925% | 1.89% | 1.856% | 1.823% | 1.792% | 1.762% | 1.733% | 1.705%
| 48 | 3.087% | 3.029% | 2.975% | 2.92% | 2.871% | 2.825% | 2.781% | 2.738% | 2.696% | 2.667% | 2.648% | 2.634% | 2.699% | 2.741% | 2.778% | 2.795% | 2.789% | 2.776% | 2.758% | 2.932% | 3.036% | 3.083% | 3.081% | 3.049% | 2.993% | 2.92% | 2.835% | 2.077% | 2.037% | 1.998% | 1.961% | 1.925% | 1.89% | 1.856% | 1.823% | 1.792% | 1.762% | 1.733% | 1.705%
| 49 | 2.872% | 2.813% | 2.757% | 2.701% | 2.65% | 2.602% | 2.556% | 2.511% | 2.467% | 2.437% | 2.416% | 2.4% | 2.463% | 2.503% | 2.538% | 2.554% | 2.546% | 2.53% | 2.51% | 2.718% | 2.852% | 2.923% | 2.942% | 2.927% | 2.887% | 2.828% | 2.754% | 2.67% | 2.037% | 1.998% | 1.961% | 1.925% | 1.89% | 1.856% | 1.823% | 1.792% | 1.762% | 1.733% | 1.705%
| 50 | 2.658% | 2.597% | 2.54% | 2.481% | 2.428% | 2.379% | 2.331% | 2.284% | 2.239% | 2.206% | 2.183% | 2.166% | 2.227% | 2.265% | 2.298% | 2.312% | 2.302% | 2.285% | 2.263% | 2.504% | 2.667% | 2.762% | 2.802% | 2.805% | 2.781% | 2.735% | 2.673% | 2.599% | 2.037% | 1.998% | 1.961% | 1.925% | 1.89% | 1.856% | 1.823% | 1.792% | 1.762% | 1.733% | 1.705%
| 51 | 2.444% | 2.381% | 2.322% | 2.262% | 2.207% | 2.155% | 2.106% | 2.057% | 2.01% | 1.976% | 1.951% | 1.932% | 1.991% | 2.027% | 2.058% | 2.07% | 2.058% | 2.039% | 2.015% | 2.291% | 2.482% | 2.602% | 2.663% | 2.684% | 2.675% | 2.642% | 2.591% | 2.527% | 2.454% | 1.998% | 1.961% | 1.925% | 1.89% | 1.856% | 1.823% | 1.792% | 1.762% | 1.733% | 1.705%
| 52 | 2.229% | 2.165% | 2.104% | 2.042% | 1.985% | 1.932% | 1.881% | 1.831% | 1.782% | 1.746% | 1.719% | 1.698% | 1.755% | 1.789% | 1.818% | 1.828% | 1.815% | 1.793% | 1.768% | 2.077% | 2.297% | 2.441% | 2.523% | 2.562% | 2.569% | 2.549% | 2.51% | 2.456% | 2.391% | 2.318% | 1.961% | 1.925% | 1.89% | 1.856% | 1.823% | 1.792% | 1.762% | 1.733% | 1.705%
| 53 | 2.015% | 1.949% | 1.886% | 1.823% | 1.764% | 1.709% | 1.656% | 1.604% | 1.554% | 1.516% | 1.487% | 1.464% | 1.519% | 1.551% | 1.579% | 1.587% | 1.571% | 1.548% | 1.52% | 1.863% | 2.112% | 2.281% | 2.384% | 2.441% | 2.462% | 2.456% | 2.429% | 2.385% | 2.328% | 2.263% | 2.191% | 1.925% | 1.89% | 1.856% | 1.823% | 1.792% | 1.762% | 1.733% | 1.705%
| 54 | 1.801% | 1.733% | 1.668% | 1.603% | 1.543% | 1.486% | 1.432% | 1.379% | 1.33% | 1.292% | 1.261% | 1.235% | 1.283% | 1.313% | 1.339% | 1.345% | 1.327% | 1.302% | 1.272% | 1.65% | 1.927% | 2.121% | 2.244% | 2.319% | 2.356% | 2.363% | 2.347% | 2.313% | 2.265% | 2.207% | 2.142% | 2.071% | 1.89% | 1.856% | 1.823% | 1.792% | 1.762% | 1.733% | 1.705%
| 55 | 1.586% | 1.517% | 1.451% | 1.384% | 1.323% | 1.267% | 1.214% | 1.163% | 1.115% | 1.076% | 1.044% | 1.016% | 1.05% | 1.075% | 1.099% | 1.103% | 1.084% | 1.056% | 1.025% | 1.436% | 1.742% | 1.96% | 2.105% | 2.198% | 2.25% | 2.271% | 2.266% | 2.242% | 2.203% | 2.152% | 2.093% | 2.028% | 1.89% | 1.856% | 1.823% | 1.792% | 1.762% | 1.733% | 1.705%
| 56 | 1.372% | 1.3% | 1.233% | 1.167% | 1.11% | 1.056% | 1.004% | 0.9549% | 0.9082% | 0.8695% | 0.8359% | 0.8062% | 0.8275% | 0.8412% | 0.8592% | 0.8614% | 0.84% | 0.8107% | 0.7771% | 1.222% | 1.557% | 1.8% | 1.965% | 2.076% | 2.144% | 2.178% | 2.185% | 2.17% | 2.14% | 2.097% | 2.045% | 1.985% | 1.921% | 1.856% | 1.823% | 1.792% | 1.762% | 1.733% | 1.705%
| 57 | 1.158% | 1.087% | 1.022% | 0.9604% | 0.9054% | 0.8535% | 0.8037% | 0.7555% | 0.71% | 0.6713% | 0.6369% | 0.606% | 0.6166% | 0.6181% | 0.6248% | 0.6196% | 0.5963% | 0.565% | 0.5295% | 1.009% | 1.372% | 1.639% | 1.826% | 1.955% | 2.038% | 2.085% | 2.103% | 2.099% | 2.077% | 2.042% | 1.996% | 1.942% | 1.883% | 1.82% | 1.823% | 1.792% | 1.762% | 1.733% | 1.705%
| 58 | 0.9462% | 0.8819% | 0.821% | 0.7624% | 0.7098% | 0.6599% | 0.6116% | 0.5647% | 0.5203% | 0.4817% | 0.4469% | 0.4151% | 0.4177% | 0.4101% | 0.4065% | 0.3899% | 0.3582% | 0.3237% | 0.2818% | 0.7948% | 1.187% | 1.479% | 1.686% | 1.833% | 1.932% | 1.992% | 2.022% | 2.028% | 2.014% | 1.986% | 1.947% | 1.899% | 1.845% | 1.786% | 1.725% | 1.792% | 1.762% | 1.733% | 1.705%
| 59 | 0.7453% | 0.6863% | 0.6293% | 0.5735% | 0.5231% | 0.4749% | 0.4281% | 0.3825% | 0.3391% | 0.3008% | 0.2659% | 0.2341% | 0.2307% | 0.217% | 0.207% | 0.1838% | 0.1456% | 0.1051% | 0.06108% | 0.5811% | 1.002% | 1.319% | 1.547% | 1.712% | 1.826% | 1.899% | 1.941% | 1.956% | 1.952% | 1.931% | 1.898% | 1.856% | 1.807% | 1.753% | 1.695% | 1.792% | 1.762% | 1.733% | 1.705%
| 60 | 0.555% | 0.5007% | 0.447% | 0.3937% | 0.3453% | 0.2987% | 0.2532% | 0.2095% | 0.1733% | 0.1408% | 0.109% | 0.07745% | 0.07326% | 0.06177% | 0.03951% | 0.001543% | 0% | 0% | 0% | 0.3674% | 0.8175% | 1.158% | 1.407% | 1.59% | 1.72% | 1.807% | 1.859% | 1.885% | 1.889% | 1.876% | 1.85% | 1.813% | 1.769% | 1.719% | 1.665% | 1.608% | 1.762% | 1.733% | 1.705%
| 61 | 0.3752% | 0.3249% | 0.2741% | 0.2234% | 0.1804% | 0.1406% | 0.1028% | 0.06898% | 0.05101% | 0.03407% | 0.01681% | 0% | 0% | 0% | 0% | 0% | 0% | 0% | 0% | 0.1577% | 0.6326% | 0.9977% | 1.268% | 1.469% | 1.614% | 1.714% | 1.778% | 1.813% | 1.826% | 1.821% | 1.801% | 1.77% | 1.731% | 1.685% | 1.635% | 1.581% | 1.526% | 1.733% | 1.705%
| 62 | 0.2061% | 0.159% | 0.1134% | 0.07357% | 0.05302% | 0.03377% | 0.01534% | 0% | 0% | 0% | 0% | 0% | 0% | 0% | 0% | 0% | 0% | 0% | 0% | 0% | 0.4477% | 0.8373% | 1.129% | 1.347% | 1.508% | 1.621% | 1.697% | 1.742% | 1.763% | 1.765% | 1.752% | 1.727% | 1.693% | 1.652% | 1.605% | 1.555% | 1.502% | 1.733% | 1.705%
| 63 | 0.06446% | 0.03912% | 0.01722% | 0% | 0% | 0% | 0% | 0% | 0% | 0% | 0% | 0% | 0% | 0% | 0% | 0% | 0% | 0% | 0% | 0% | 0.2627% | 0.6769% | 0.9891% | 1.226% | 1.401% | 1.528% | 1.615% | 1.671% | 1.701% | 1.71% | 1.703% | 1.684% | 1.655% | 1.618% | 1.575% | 1.529% | 1.479% | 1.427% | 1.705%
| 64 | 0% | 0% | 0% | 0% | 0% | 0% | 0% | 0% | 0% | 0% | 0% | 0% | 0% | 0% | 0% | 0% | 0% | 0% | 0% | 0% | 0.08227% | 0.5165% | 0.8496% | 1.104% | 1.295% | 1.435% | 1.534% | 1.599% | 1.638% | 1.655% | 1.655% | 1.641% | 1.617% | 1.584% | 1.546% | 1.502% | 1.455% | 1.406% | 1.355%
| 65 | 0% | 0% | 0% | 0% | 0% | 0% | 0% | 0% | 0% | 0% | 0% | 0% | 0% | 0% | 0% | 0% | 0% | 0% | 0% | 0% | 0% | 0.3561% | 0.7102% | 0.9827% | 1.189% | 1.343% | 1.453% | 1.528% | 1.575% | 1.6% | 1.606% | 1.598% | 1.579% | 1.551% | 1.516% | 1.476% | 1.432% | 1.385% | 1.337%
| 66 | 0% | 0% | 0% | 0% | 0% | 0% | 0% | 0% | 0% | 0% | 0% | 0% | 0% | 0% | 0% | 0% | 0% | 0% | 0% | 0% | 0% | 0.1957% | 0.5707% | 0.8612% | 1.083% | 1.25% | 1.371% | 1.456% | 1.512% | 1.544% | 1.557% | 1.555% | 1.541% | 1.517% | 1.486% | 1.449% | 1.408% | 1.364% | 1.318%
| 67 | 0% | 0% | 0% | 0% | 0% | 0% | 0% | 0% | 0% | 0% | 0% | 0% | 0% | 0% | 0% | 0% | 0% | 0% | 0% | 0% | 0% | 0.0353% | 0.4312% | 0.7396% | 0.9771% | 1.157% | 1.29% | 1.385% | 1.449% | 1.489% | 1.509% | 1.512% | 1.503% | 1.483% | 1.456% | 1.423% | 1.385% | 1.343% | 1.3%
| 68 | 0% | 0% | 0% | 0% | 0% | 0% | 0% | 0% | 0% | 0% | 0% | 0% | 0% | 0% | 0% | 0% | 0% | 0% | 0% | 0% | 0% | 0% | 0.2918% | 0.6181% | 0.871% | 1.064% | 1.209% | 1.314% | 1.387% | 1.434% | 1.46% | 1.469% | 1.465% | 1.45% | 1.426% | 1.396% | 1.361% | 1.322% | 1.281%
| 69 | 0% | 0% | 0% | 0% | 0% | 0% | 0% | 0% | 0% | 0% | 0% | 0% | 0% | 0% | 0% | 0% | 0% | 0% | 0% | 0% | 0% | 0% | 0.1523% | 0.4966% | 0.7649% | 0.9713% | 1.127% | 1.242% | 1.324% | 1.378% | 1.411% | 1.426% | 1.427% | 1.416% | 1.396% | 1.37% | 1.338% | 1.302% | 1.262%
| 70 | 0% | 0% | 0% | 0% | 0% | 0% | 0% | 0% | 0% | 0% | 0% | 0% | 0% | 0% | 0% | 0% | 0% | 0% | 0% | 0% | 0% | 0% | 0.01283% | 0.3751% | 0.6588% | 0.8785% | 1.046% | 1.171% | 1.261% | 1.323% | 1.362% | 1.383% | 1.389% | 1.382% | 1.367% | 1.343% | 1.314% | 1.281% | 1.244%
| 71 | 0% | 0% | 0% | 0% | 0% | 0% | 0% | 0% | 0% | 0% | 0% | 0% | 0% | 0% | 0% | 0% | 0% | 0% | 0% | 0% | 0% | 0% | 0% | 0.2536% | 0.5527% | 0.7857% | 0.9646% | 1.099% | 1.198% | 1.268% | 1.314% | 1.34% | 1.351% | 1.349% | 1.337% | 1.317% | 1.291% | 1.26% | 1.225%
| 72 | 0% | 0% | 0% | 0% | 0% | 0% | 0% | 0% | 0% | 0% | 0% | 0% | 0% | 0% | 0% | 0% | 0% | 0% | 0% | 0% | 0% | 0% | 0% | 0.132% | 0.4466% | 0.6929% | 0.8833% | 1.028% | 1.136% | 1.213% | 1.265% | 1.297% | 1.313% | 1.315% | 1.307% | 1.29% | 1.267% | 1.239% | 1.207%
| 73 | 0% | 0% | 0% | 0% | 0% | 0% | 0% | 0% | 0% | 0% | 0% | 0% | 0% | 0% | 0% | 0% | 0% | 0% | 0% | 0% | 0% | 0% | 0% | 0.01053% | 0.3405% | 0.6% | 0.802% | 0.9567% | 1.073% | 1.157% | 1.216% | 1.254% | 1.274% | 1.281% | 1.277% | 1.264% | 1.244% | 1.218% | 1.188%
| 74 | 0% | 0% | 0% | 0% | 0% | 0% | 0% | 0% | 0% | 0% | 0% | 0% | 0% | 0% | 0% | 0% | 0% | 0% | 0% | 0% | 0% | 0% | 0% | 0% | 0.2344% | 0.5072% | 0.7206% | 0.8853% | 1.01% | 1.102% | 1.167% | 1.211% | 1.236% | 1.248% | 1.247% | 1.237% | 1.22% | 1.197% | 1.169%
| 75 | 0% | 0% | 0% | 0% | 0% | 0% | 0% | 0% | 0% | 0% | 0% | 0% | 0% | 0% | 0% | 0% | 0% | 0% | 0% | 0% | 0% | 0% | 0% | 0% | 0.1283% | 0.4144% | 0.6393% | 0.8139% | 0.9473% | 1.047% | 1.119% | 1.168% | 1.198% | 1.214% | 1.217% | 1.211% | 1.197% | 1.176% | 1.151%
| 76 | 0% | 0% | 0% | 0% | 0% | 0% | 0% | 0% | 0% | 0% | 0% | 0% | 0% | 0% | 0% | 0% | 0% | 0% | 0% | 0% | 0% | 0% | 0% | 0% | 0.0222% | 0.3216% | 0.558% | 0.7425% | 0.8845% | 0.9916% | 1.07% | 1.125% | 1.16% | 1.18% | 1.188% | 1.184% | 1.173% | 1.155% | 1.132%
| 77 | 0% | 0% | 0% | 0% | 0% | 0% | 0% | 0% | 0% | 0% | 0% | 0% | 0% | 0% | 0% | 0% | 0% | 0% | 0% | 0% | 0% | 0% | 0% | 0% | 0% | 0.2288% | 0.4766% | 0.6711% | 0.8218% | 0.9363% | 1.021% | 1.082% | 1.122% | 1.147% | 1.158% | 1.158% | 1.15% | 1.134% | 1.114%
| 78 | 0% | 0% | 0% | 0% | 0% | 0% | 0% | 0% | 0% | 0% | 0% | 0% | 0% | 0% | 0% | 0% | 0% | 0% | 0% | 0% | 0% | 0% | 0% | 0% | 0% | 0.136% | 0.3953% | 0.5997% | 0.759% | 0.881% | 0.9725% | 1.039% | 1.084% | 1.113% | 1.128% | 1.131% | 1.126% | 1.113% | 1.095%
| 79 | 0% | 0% | 0% | 0% | 0% | 0% | 0% | 0% | 0% | 0% | 0% | 0% | 0% | 0% | 0% | 0% | 0% | 0% | 0% | 0% | 0% | 0% | 0% | 0% | 0% | 0.04317% | 0.314% | 0.5283% | 0.6962% | 0.8258% | 0.9237% | 0.9957% | 1.046% | 1.079% | 1.098% | 1.105% | 1.103% | 1.093% | 1.076%
| 80 | 0% | 0% | 0% | 0% | 0% | 0% | 0% | 0% | 0% | 0% | 0% | 0% | 0% | 0% | 0% | 0% | 0% | 0% | 0% | 0% | 0% | 0% | 0% | 0% | 0% | 0% | 0.2326% | 0.457% | 0.6335% | 0.7705% | 0.875% | 0.9526% | 1.008% | 1.046% | 1.068% | 1.079% | 1.079% | 1.072% | 1.058%
| 81 | 0% | 0% | 0% | 0% | 0% | 0% | 0% | 0% | 0% | 0% | 0% | 0% | 0% | 0% | 0% | 0% | 0% | 0% | 0% | 0% | 0% | 0% | 0% | 0% | 0% | 0% | 0.1513% | 0.3856% | 0.5707% | 0.7152% | 0.8263% | 0.9096% | 0.9702% | 1.012% | 1.038% | 1.052% | 1.056% | 1.051% | 1.039%
| 82 | 0% | 0% | 0% | 0% | 0% | 0% | 0% | 0% | 0% | 0% | 0% | 0% | 0% | 0% | 0% | 0% | 0% | 0% | 0% | 0% | 0% | 0% | 0% | 0% | 0% | 0% | 0.06997% | 0.3142% | 0.5079% | 0.66% | 0.7775% | 0.8666% | 0.9321% | 0.9783% | 1.008% | 1.026% | 1.032% | 1.03% | 1.021%
| 83 | 0% | 0% | 0% | 0% | 0% | 0% | 0% | 0% | 0% | 0% | 0% | 0% | 0% | 0% | 0% | 0% | 0% | 0% | 0% | 0% | 0% | 0% | 0% | 0% | 0% | 0% | 0% | 0.2428% | 0.4451% | 0.6047% | 0.7288% | 0.8236% | 0.8941% | 0.9446% | 0.9786% | 0.9991% | 1.009% | 1.009% | 1.002%
| 84 | 0% | 0% | 0% | 0% | 0% | 0% | 0% | 0% | 0% | 0% | 0% | 0% | 0% | 0% | 0% | 0% | 0% | 0% | 0% | 0% | 0% | 0% | 0% | 0% | 0% | 0% | 0% | 0.1714% | 0.3824% | 0.5494% | 0.6801% | 0.7805% | 0.856% | 0.9109% | 0.9488% | 0.9727% | 0.9851% | 0.9881% | 0.9835%
| 85 | 0% | 0% | 0% | 0% | 0% | 0% | 0% | 0% | 0% | 0% | 0% | 0% | 0% | 0% | 0% | 0% | 0% | 0% | 0% | 0% | 0% | 0% | 0% | 0% | 0% | 0% | 0% | 0.09998% | 0.3196% | 0.4942% | 0.6313% | 0.7375% | 0.818% | 0.8773% | 0.919% | 0.9462% | 0.9616% | 0.9672% | 0.9649%
| 86 | 0% | 0% | 0% | 0% | 0% | 0% | 0% | 0% | 0% | 0% | 0% | 0% | 0% | 0% | 0% | 0% | 0% | 0% | 0% | 0% | 0% | 0% | 0% | 0% | 0% | 0% | 0% | 0.02859% | 0.2568% | 0.4389% | 0.5826% | 0.6945% | 0.78% | 0.8436% | 0.8891% | 0.9197% | 0.9381% | 0.9463% | 0.9463%
| 87 | 0% | 0% | 0% | 0% | 0% | 0% | 0% | 0% | 0% | 0% | 0% | 0% | 0% | 0% | 0% | 0% | 0% | 0% | 0% | 0% | 0% | 0% | 0% | 0% | 0% | 0% | 0% | 0% | 0.1941% | 0.3836% | 0.5339% | 0.6514% | 0.7419% | 0.8099% | 0.8593% | 0.8933% | 0.9145% | 0.9254% | 0.9277%
| 88 | 0% | 0% | 0% | 0% | 0% | 0% | 0% | 0% | 0% | 0% | 0% | 0% | 0% | 0% | 0% | 0% | 0% | 0% | 0% | 0% | 0% | 0% | 0% | 0% | 0% | 0% | 0% | 0% | 0.1313% | 0.3283% | 0.4851% | 0.6084% | 0.7039% | 0.7762% | 0.8295% | 0.8668% | 0.891% | 0.9045% | 0.9091%
| 89 | 0% | 0% | 0% | 0% | 0% | 0% | 0% | 0% | 0% | 0% | 0% | 0% | 0% | 0% | 0% | 0% | 0% | 0% | 0% | 0% | 0% | 0% | 0% | 0% | 0% | 0% | 0% | 0% | 0.06853% | 0.2731% | 0.4364% | 0.5654% | 0.6658% | 0.7426% | 0.7996% | 0.8403% | 0.8675% | 0.8836% | 0.8905%
| 90 | 0% | 0% | 0% | 0% | 0% | 0% | 0% | 0% | 0% | 0% | 0% | 0% | 0% | 0% | 0% | 0% | 0% | 0% | 0% | 0% | 0% | 0% | 0% | 0% | 0% | 0% | 0% | 0% | 0.005761% | 0.2178% | 0.3876% | 0.5223% | 0.6278% | 0.7089% | 0.7698% | 0.8139% | 0.844% | 0.8627% | 0.8719%
| 91 | 0% | 0% | 0% | 0% | 0% | 0% | 0% | 0% | 0% | 0% | 0% | 0% | 0% | 0% | 0% | 0% | 0% | 0% | 0% | 0% | 0% | 0% | 0% | 0% | 0% | 0% | 0% | 0% | 0% | 0.1625% | 0.3389% | 0.4793% | 0.5898% | 0.6752% | 0.7399% | 0.7874% | 0.8205% | 0.8418% | 0.8533%
| 92 | 0% | 0% | 0% | 0% | 0% | 0% | 0% | 0% | 0% | 0% | 0% | 0% | 0% | 0% | 0% | 0% | 0% | 0% | 0% | 0% | 0% | 0% | 0% | 0% | 0% | 0% | 0% | 0% | 0% | 0.1073% | 0.2902% | 0.4363% | 0.5517% | 0.6416% | 0.7101% | 0.7609% | 0.797% | 0.8209% | 0.8347%
| 93 | 0% | 0% | 0% | 0% | 0% | 0% | 0% | 0% | 0% | 0% | 0% | 0% | 0% | 0% | 0% | 0% | 0% | 0% | 0% | 0% | 0% | 0% | 0% | 0% | 0% | 0% | 0% | 0% | 0% | 0.052% | 0.2414% | 0.3933% | 0.5137% | 0.6079% | 0.6803% | 0.7344% | 0.7735% | 0.8% | 0.8161%
| 94 | 0% | 0% | 0% | 0% | 0% | 0% | 0% | 0% | 0% | 0% | 0% | 0% | 0% | 0% | 0% | 0% | 0% | 0% | 0% | 0% | 0% | 0% | 0% | 0% | 0% | 0% | 0% | 0% | 0% | 0% | 0.1927% | 0.3502% | 0.4756% | 0.5742% | 0.6504% | 0.708% | 0.75% | 0.7791% | 0.7975%
| 95 | 0% | 0% | 0% | 0% | 0% | 0% | 0% | 0% | 0% | 0% | 0% | 0% | 0% | 0% | 0% | 0% | 0% | 0% | 0% | 0% | 0% | 0% | 0% | 0% | 0% | 0% | 0% | 0% | 0% | 0% | 0.144% | 0.3072% | 0.4376% | 0.5405% | 0.6206% | 0.6815% | 0.7265% | 0.7582% | 0.779%
| 96 | 0% | 0% | 0% | 0% | 0% | 0% | 0% | 0% | 0% | 0% | 0% | 0% | 0% | 0% | 0% | 0% | 0% | 0% | 0% | 0% | 0% | 0% | 0% | 0% | 0% | 0% | 0% | 0% | 0% | 0% | 0.09525% | 0.2642% | 0.3996% | 0.5069% | 0.5907% | 0.655% | 0.703% | 0.7373% | 0.7604%
| 97 | 0% | 0% | 0% | 0% | 0% | 0% | 0% | 0% | 0% | 0% | 0% | 0% | 0% | 0% | 0% | 0% | 0% | 0% | 0% | 0% | 0% | 0% | 0% | 0% | 0% | 0% | 0% | 0% | 0% | 0% | 0.04651% | 0.2211% | 0.3615% | 0.4732% | 0.5609% | 0.6286% | 0.6795% | 0.7164% | 0.7418%
| 98 | 0% | 0% | 0% | 0% | 0% | 0% | 0% | 0% | 0% | 0% | 0% | 0% | 0% | 0% | 0% | 0% | 0% | 0% | 0% | 0% | 0% | 0% | 0% | 0% | 0% | 0% | 0% | 0% | 0% | 0% | 0% | 0.1781% | 0.3235% | 0.4395% | 0.5311% | 0.6021% | 0.656% | 0.6955% | 0.7232%
| 99 | 0% | 0% | 0% | 0% | 0% | 0% | 0% | 0% | 0% | 0% | 0% | 0% | 0% | 0% | 0% | 0% | 0% | 0% | 0% | 0% | 0% | 0% | 0% | 0% | 0% | 0% | 0% | 0% | 0% | 0% | 0% | 0.1351% | 0.2854% | 0.4059% | 0.5012% | 0.5756% | 0.6325% | 0.6746% | 0.7046%
| 100 | 0% | 0% | 0% | 0% | 0% | 0% | 0% | 0% | 0% | 0% | 0% | 0% | 0% | 0% | 0% | 0% | 0% | 0% | 0% | 0% | 0% | 0% | 0% | 0% | 0% | 0% | 0% | 0% | 0% | 0% | 0% | 0.09206% | 0.2474% | 0.3722% | 0.4714% | 0.5491% | 0.6089% | 0.6537% | 0.686%
| 101 | 0% | 0% | 0% | 0% | 0% | 0% | 0% | 0% | 0% | 0% | 0% | 0% | 0% | 0% | 0% | 0% | 0% | 0% | 0% | 0% | 0% | 0% | 0% | 0% | 0% | 0% | 0% | 0% | 0% | 0% | 0% | 0.04903% | 0.2093% | 0.3385% | 0.4416% | 0.5227% | 0.5854% | 0.6328% | 0.6674%
| 102 | 0% | 0% | 0% | 0% | 0% | 0% | 0% | 0% | 0% | 0% | 0% | 0% | 0% | 0% | 0% | 0% | 0% | 0% | 0% | 0% | 0% | 0% | 0% | 0% | 0% | 0% | 0% | 0% | 0% | 0% | 0% | 0.006001% | 0.1713% | 0.3048% | 0.4117% | 0.4962% | 0.5619% | 0.6119% | 0.6488%
| 103 | 0% | 0% | 0% | 0% | 0% | 0% | 0% | 0% | 0% | 0% | 0% | 0% | 0% | 0% | 0% | 0% | 0% | 0% | 0% | 0% | 0% | 0% | 0% | 0% | 0% | 0% | 0% | 0% | 0% | 0% | 0% | 0% | 0.1333% | 0.2712% | 0.3819% | 0.4697% | 0.5384% | 0.591% | 0.6302%
| 104 | 0% | 0% | 0% | 0% | 0% | 0% | 0% | 0% | 0% | 0% | 0% | 0% | 0% | 0% | 0% | 0% | 0% | 0% | 0% | 0% | 0% | 0% | 0% | 0% | 0% | 0% | 0% | 0% | 0% | 0% | 0% | 0% | 0.09523% | 0.2375% | 0.352% | 0.4433% | 0.5149% | 0.5701% | 0.6116%
| 105 | 0% | 0% | 0% | 0% | 0% | 0% | 0% | 0% | 0% | 0% | 0% | 0% | 0% | 0% | 0% | 0% | 0% | 0% | 0% | 0% | 0% | 0% | 0% | 0% | 0% | 0% | 0% | 0% | 0% | 0% | 0% | 0% | 0.05719% | 0.2038% | 0.3222% | 0.4168% | 0.4914% | 0.5492% | 0.593%
| 106 | 0% | 0% | 0% | 0% | 0% | 0% | 0% | 0% | 0% | 0% | 0% | 0% | 0% | 0% | 0% | 0% | 0% | 0% | 0% | 0% | 0% | 0% | 0% | 0% | 0% | 0% | 0% | 0% | 0% | 0% | 0% | 0% | 0.01915% | 0.1702% | 0.2924% | 0.3903% | 0.4679% | 0.5283% | 0.5744%
| 107 | 0% | 0% | 0% | 0% | 0% | 0% | 0% | 0% | 0% | 0% | 0% | 0% | 0% | 0% | 0% | 0% | 0% | 0% | 0% | 0% | 0% | 0% | 0% | 0% | 0% | 0% | 0% | 0% | 0% | 0% | 0% | 0% | 0% | 0.1365% | 0.2625% | 0.3639% | 0.4444% | 0.5075% | 0.5558%
| 108 | 0% | 0% | 0% | 0% | 0% | 0% | 0% | 0% | 0% | 0% | 0% | 0% | 0% | 0% | 0% | 0% | 0% | 0% | 0% | 0% | 0% | 0% | 0% | 0% | 0% | 0% | 0% | 0% | 0% | 0% | 0% | 0% | 0% | 0.1028% | 0.2327% | 0.3374% | 0.4209% | 0.4866% | 0.5372%
| 109 | 0% | 0% | 0% | 0% | 0% | 0% | 0% | 0% | 0% | 0% | 0% | 0% | 0% | 0% | 0% | 0% | 0% | 0% | 0% | 0% | 0% | 0% | 0% | 0% | 0% | 0% | 0% | 0% | 0% | 0% | 0% | 0% | 0% | 0.06915% | 0.2028% | 0.3109% | 0.3974% | 0.4657% | 0.5186%
| 110 | 0% | 0% | 0% | 0% | 0% | 0% | 0% | 0% | 0% | 0% | 0% | 0% | 0% | 0% | 0% | 0% | 0% | 0% | 0% | 0% | 0% | 0% | 0% | 0% | 0% | 0% | 0% | 0% | 0% | 0% | 0% | 0% | 0% | 0.03547% | 0.173% | 0.2844% | 0.3739% | 0.4448% | 0.5%
| 111 | 0% | 0% | 0% | 0% | 0% | 0% | 0% | 0% | 0% | 0% | 0% | 0% | 0% | 0% | 0% | 0% | 0% | 0% | 0% | 0% | 0% | 0% | 0% | 0% | 0% | 0% | 0% | 0% | 0% | 0% | 0% | 0% | 0% | 0.001803% | 0.1432% | 0.258% | 0.3504% | 0.4239% | 0.4814%
| 112 | 0% | 0% | 0% | 0% | 0% | 0% | 0% | 0% | 0% | 0% | 0% | 0% | 0% | 0% | 0% | 0% | 0% | 0% | 0% | 0% | 0% | 0% | 0% | 0% | 0% | 0% | 0% | 0% | 0% | 0% | 0% | 0% | 0% | 0% | 0.1133% | 0.2315% | 0.3269% | 0.403% | 0.4629%
| 113 | 0% | 0% | 0% | 0% | 0% | 0% | 0% | 0% | 0% | 0% | 0% | 0% | 0% | 0% | 0% | 0% | 0% | 0% | 0% | 0% | 0% | 0% | 0% | 0% | 0% | 0% | 0% | 0% | 0% | 0% | 0% | 0% | 0% | 0% | 0.08349% | 0.205% | 0.3033% | 0.3821% | 0.4443%
| 114 | 0% | 0% | 0% | 0% | 0% | 0% | 0% | 0% | 0% | 0% | 0% | 0% | 0% | 0% | 0% | 0% | 0% | 0% | 0% | 0% | 0% | 0% | 0% | 0% | 0% | 0% | 0% | 0% | 0% | 0% | 0% | 0% | 0% | 0% | 0.05366% | 0.1786% | 0.2798% | 0.3612% | 0.4257%
| 115 | 0% | 0% | 0% | 0% | 0% | 0% | 0% | 0% | 0% | 0% | 0% | 0% | 0% | 0% | 0% | 0% | 0% | 0% | 0% | 0% | 0% | 0% | 0% | 0% | 0% | 0% | 0% | 0% | 0% | 0% | 0% | 0% | 0% | 0% | 0.02382% | 0.1521% | 0.2563% | 0.3403% | 0.4071%
| 116 | 0% | 0% | 0% | 0% | 0% | 0% | 0% | 0% | 0% | 0% | 0% | 0% | 0% | 0% | 0% | 0% | 0% | 0% | 0% | 0% | 0% | 0% | 0% | 0% | 0% | 0% | 0% | 0% | 0% | 0% | 0% | 0% | 0% | 0% | 0% | 0.1256% | 0.2328% | 0.3194% | 0.3885%
| 117 | 0% | 0% | 0% | 0% | 0% | 0% | 0% | 0% | 0% | 0% | 0% | 0% | 0% | 0% | 0% | 0% | 0% | 0% | 0% | 0% | 0% | 0% | 0% | 0% | 0% | 0% | 0% | 0% | 0% | 0% | 0% | 0% | 0% | 0% | 0% | 0.09915% | 0.2093% | 0.2985% | 0.3699%
| 118 | 0% | 0% | 0% | 0% | 0% | 0% | 0% | 0% | 0% | 0% | 0% | 0% | 0% | 0% | 0% | 0% | 0% | 0% | 0% | 0% | 0% | 0% | 0% | 0% | 0% | 0% | 0% | 0% | 0% | 0% | 0% | 0% | 0% | 0% | 0% | 0.07268% | 0.1858% | 0.2776% | 0.3513%
| 119 | 0% | 0% | 0% | 0% | 0% | 0% | 0% | 0% | 0% | 0% | 0% | 0% | 0% | 0% | 0% | 0% | 0% | 0% | 0% | 0% | 0% | 0% | 0% | 0% | 0% | 0% | 0% | 0% | 0% | 0% | 0% | 0% | 0% | 0% | 0% | 0.04621% | 0.1623% | 0.2567% | 0.3327%
| 120 | 0% | 0% | 0% | 0% | 0% | 0% | 0% | 0% | 0% | 0% | 0% | 0% | 0% | 0% | 0% | 0% | 0% | 0% | 0% | 0% | 0% | 0% | 0% | 0% | 0% | 0% | 0% | 0% | 0% | 0% | 0% | 0% | 0% | 0% | 0% | 0.01974% | 0.1388% | 0.2358% | 0.3141%
| 121 | 0% | 0% | 0% | 0% | 0% | 0% | 0% | 0% | 0% | 0% | 0% | 0% | 0% | 0% | 0% | 0% | 0% | 0% | 0% | 0% | 0% | 0% | 0% | 0% | 0% | 0% | 0% | 0% | 0% | 0% | 0% | 0% | 0% | 0% | 0% | 0% | 0.1153% | 0.2149% | 0.2955%
| 122 | 0% | 0% | 0% | 0% | 0% | 0% | 0% | 0% | 0% | 0% | 0% | 0% | 0% | 0% | 0% | 0% | 0% | 0% | 0% | 0% | 0% | 0% | 0% | 0% | 0% | 0% | 0% | 0% | 0% | 0% | 0% | 0% | 0% | 0% | 0% | 0% | 0.09178% | 0.194% | 0.2769%
| 123 | 0% | 0% | 0% | 0% | 0% | 0% | 0% | 0% | 0% | 0% | 0% | 0% | 0% | 0% | 0% | 0% | 0% | 0% | 0% | 0% | 0% | 0% | 0% | 0% | 0% | 0% | 0% | 0% | 0% | 0% | 0% | 0% | 0% | 0% | 0% | 0% | 0.06827% | 0.1731% | 0.2583%
| 124 | 0% | 0% | 0% | 0% | 0% | 0% | 0% | 0% | 0% | 0% | 0% | 0% | 0% | 0% | 0% | 0% | 0% | 0% | 0% | 0% | 0% | 0% | 0% | 0% | 0% | 0% | 0% | 0% | 0% | 0% | 0% | 0% | 0% | 0% | 0% | 0% | 0.04477% | 0.1522% | 0.2397%
| 125 | 0% | 0% | 0% | 0% | 0% | 0% | 0% | 0% | 0% | 0% | 0% | 0% | 0% | 0% | 0% | 0% | 0% | 0% | 0% | 0% | 0% | 0% | 0% | 0% | 0% | 0% | 0% | 0% | 0% | 0% | 0% | 0% | 0% | 0% | 0% | 0% | 0.02126% | 0.1313% | 0.2211%
| 126 | 0% | 0% | 0% | 0% | 0% | 0% | 0% | 0% | 0% | 0% | 0% | 0% | 0% | 0% | 0% | 0% | 0% | 0% | 0% | 0% | 0% | 0% | 0% | 0% | 0% | 0% | 0% | 0% | 0% | 0% | 0% | 0% | 0% | 0% | 0% | 0% | 0% | 0.1104% | 0.2025%
| 127 | 0% | 0% | 0% | 0% | 0% | 0% | 0% | 0% | 0% | 0% | 0% | 0% | 0% | 0% | 0% | 0% | 0% | 0% | 0% | 0% | 0% | 0% | 0% | 0% | 0% | 0% | 0% | 0% | 0% | 0% | 0% | 0% | 0% | 0% | 0% | 0% | 0% | 0.08951% | 0.1839%
| 128 | 0% | 0% | 0% | 0% | 0% | 0% | 0% | 0% | 0% | 0% | 0% | 0% | 0% | 0% | 0% | 0% | 0% | 0% | 0% | 0% | 0% | 0% | 0% | 0% | 0% | 0% | 0% | 0% | 0% | 0% | 0% | 0% | 0% | 0% | 0% | 0% | 0% | 0.06862% | 0.1653%
| 129 | 0% | 0% | 0% | 0% | 0% | 0% | 0% | 0% | 0% | 0% | 0% | 0% | 0% | 0% | 0% | 0% | 0% | 0% | 0% | 0% | 0% | 0% | 0% | 0% | 0% | 0% | 0% | 0% | 0% | 0% | 0% | 0% | 0% | 0% | 0% | 0% | 0% | 0.04772% | 0.1468%
| 130 | 0% | 0% | 0% | 0% | 0% | 0% | 0% | 0% | 0% | 0% | 0% | 0% | 0% | 0% | 0% | 0% | 0% | 0% | 0% | 0% | 0% | 0% | 0% | 0% | 0% | 0% | 0% | 0% | 0% | 0% | 0% | 0% | 0% | 0% | 0% | 0% | 0% | 0.02682% | 0.1282%
| 131 | 0% | 0% | 0% | 0% | 0% | 0% | 0% | 0% | 0% | 0% | 0% | 0% | 0% | 0% | 0% | 0% | 0% | 0% | 0% | 0% | 0% | 0% | 0% | 0% | 0% | 0% | 0% | 0% | 0% | 0% | 0% | 0% | 0% | 0% | 0% | 0% | 0% | 0.005925% | 0.1096%
| 132 | 0% | 0% | 0% | 0% | 0% | 0% | 0% | 0% | 0% | 0% | 0% | 0% | 0% | 0% | 0% | 0% | 0% | 0% | 0% | 0% | 0% | 0% | 0% | 0% | 0% | 0% | 0% | 0% | 0% | 0% | 0% | 0% | 0% | 0% | 0% | 0% | 0% | 0% | 0.09097%
| 133 | 0% | 0% | 0% | 0% | 0% | 0% | 0% | 0% | 0% | 0% | 0% | 0% | 0% | 0% | 0% | 0% | 0% | 0% | 0% | 0% | 0% | 0% | 0% | 0% | 0% | 0% | 0% | 0% | 0% | 0% | 0% | 0% | 0% | 0% | 0% | 0% | 0% | 0% | 0.07238%
| 134 | 0% | 0% | 0% | 0% | 0% | 0% | 0% | 0% | 0% | 0% | 0% | 0% | 0% | 0% | 0% | 0% | 0% | 0% | 0% | 0% | 0% | 0% | 0% | 0% | 0% | 0% | 0% | 0% | 0% | 0% | 0% | 0% | 0% | 0% | 0% | 0% | 0% | 0% | 0.05378%
| 135 | 0% | 0% | 0% | 0% | 0% | 0% | 0% | 0% | 0% | 0% | 0% | 0% | 0% | 0% | 0% | 0% | 0% | 0% | 0% | 0% | 0% | 0% | 0% | 0% | 0% | 0% | 0% | 0% | 0% | 0% | 0% | 0% | 0% | 0% | 0% | 0% | 0% | 0% | 0.03519%
| 136 | 0% | 0% | 0% | 0% | 0% | 0% | 0% | 0% | 0% | 0% | 0% | 0% | 0% | 0% | 0% | 0% | 0% | 0% | 0% | 0% | 0% | 0% | 0% | 0% | 0% | 0% | 0% | 0% | 0% | 0% | 0% | 0% | 0% | 0% | 0% | 0% | 0% | 0% | 0.0166%
137 | bar: 2012 to 2050
138 | bar: 2012 to 2050
139 | bar: 2012 to 2050
140 | bar: 2012 to 2050
141 | bar: 2012 to 2050
142 | bar: 2012 to 2050
143 | bar: 2012 to 2050
144 | bar: 2012 to 2050
145 | bar: 2012 to 2050
146 | bar: 2012 to 2050
147 | bar: 2012 to 2050
148 | bar: 2012 to 2050
149 | bar: 2012 to 2050
150 | bar: 2012 to 2050
151 | bar: 2012 to 2050
152 | bar: 2012 to 2050
153 | bar: 2012 to 2050
154 | bar: 2012 to 2050
155 | bar: 2012 to 2050
156 | bar: 2012 to 2050
157 | bar: 2012 to 2050
158 | bar: 2012 to 2050
159 | bar: 2012 to 2050
160 | bar: 2012 to 2050
161 | bar: 2012 to 2050
162 | bar: 2012 to 2050
163 | bar: 2012 to 2050
164 | bar: 2012 to 2050
165 | bar: 2012 to 2050
166 | bar: 2012 to 2050
167 | bar: 2012 to 2050
168 | bar: 2012 to 2050
169 | bar: 2012 to 2050
170 | bar: 2012 to 2050
171 | bar: 2012 to 2050
172 | bar: 2012 to 2050
173 | bar: 2012 to 2050
174 | bar: 2012 to 2050
175 | bar: 2012 to 2050
176 | bar: 2012 to 2050
177 | bar: 2012 to 2050
178 | bar: 2012 to 2050
179 | bar: 2012 to 2050
180 | bar: 2012 to 2050
181 | bar: 2012 to 2050
182 | bar: 2012 to 2050
183 | bar: 2012 to 2050
184 | bar: 2012 to 2050
185 | bar: 2012 to 2050
186 | bar: 2012 to 2050
187 | bar: 2012 to 2050
188 | bar: 2012 to 2050
189 | bar: 2012 to 2050
190 | bar: 2012 to 2050
191 | bar: 2012 to 2050
192 | bar: 2012 to 2050
193 | bar: 2012 to 2050
194 | bar: 2012 to 2050
195 | bar: 2012 to 2050
196 | bar: 2012 to 2050
197 | bar: 2012 to 2050
198 | bar: 2012 to 2050
199 | bar: 2012 to 2050
200 | bar: 2012 to 2050
Load factor of demand net wind, average for that GW
|  | 99.45% | 101.2% | 100.6% | 99.99% | 99.42% | 98.85% | 98.26% | 100% | 101.9% | 101.3% | 100.7% | 100.1% | 99.55% | 101.4% | 100.8% | 100.2% | 99.64% | 99.06% | 98.48% | 99.95% | 99.06% | 100.6% | 99.83% | 99.14% | 100.7% | 100.1% | 99.55% | 101.1% | 100.1% | 99.72% | 99.36% | 100.9% | 100.5% | 100.2% | 99.93% | 99.82% | 99.6% | 99.68% | 99.51%
| 1 | 99.45% | 101.2% | 100.6% | 99.99% | 99.42% | 98.85% | 98.26% | 100% | 101.9% | 101.3% | 100.7% | 100.1% | 99.55% | 101.4% | 100.8% | 100.2% | 99.64% | 99.06% | 98.48% | 99.95% | 99.06% | 100.6% | 99.83% | 99.14% | 100.7% | 100.1% | 99.55% | 101.1% | 100.1% | 99.72% | 99.36% | 100.9% | 100.5% | 100.2% | 99.93% | 99.82% | 99.6% | 99.68% | 99.51%
| 2 | 99.45% | 101.2% | 100.6% | 99.99% | 99.42% | 98.85% | 98.26% | 100% | 101.9% | 101.3% | 100.7% | 100.1% | 99.55% | 101.4% | 100.8% | 100.2% | 99.64% | 99.06% | 98.48% | 99.95% | 99.06% | 100.6% | 99.83% | 99.14% | 100.7% | 100.1% | 99.55% | 101.1% | 100.1% | 99.72% | 99.36% | 100.9% | 100.5% | 100.2% | 99.93% | 99.82% | 99.6% | 99.68% | 99.51%
| 3 | 99.45% | 101.2% | 100.6% | 99.99% | 99.42% | 98.85% | 98.26% | 100% | 101.9% | 101.3% | 100.7% | 100.1% | 99.55% | 101.4% | 100.8% | 100.2% | 99.64% | 99.06% | 98.48% | 99.95% | 99.06% | 100.6% | 99.83% | 99.14% | 100.7% | 100.1% | 99.55% | 101.1% | 100.1% | 99.72% | 99.36% | 100.9% | 100.5% | 100.2% | 99.93% | 99.82% | 99.6% | 99.68% | 99.51%
| 4 | 99.45% | 101.2% | 100.6% | 99.99% | 99.42% | 98.85% | 98.26% | 100% | 101.9% | 101.3% | 100.7% | 100.1% | 99.55% | 101.4% | 100.8% | 100.2% | 99.64% | 99.06% | 98.48% | 99.95% | 99.06% | 100.6% | 99.83% | 99.14% | 100.7% | 100.1% | 99.55% | 101.1% | 100.1% | 99.72% | 99.36% | 100.9% | 100.5% | 100.2% | 99.93% | 99.82% | 99.6% | 99.68% | 99.51%
| 5 | 99.45% | 101.2% | 100.6% | 99.99% | 99.42% | 98.85% | 98.26% | 100% | 101.9% | 101.3% | 100.7% | 100.1% | 99.55% | 101.4% | 100.8% | 100.2% | 99.64% | 99.06% | 98.48% | 99.95% | 99.06% | 100.6% | 99.83% | 99.14% | 100.7% | 100.1% | 99.55% | 101.1% | 100.1% | 99.72% | 99.36% | 100.9% | 100.5% | 100.2% | 99.93% | 99.82% | 99.6% | 99.68% | 99.51%
| 6 | 99.45% | 101.2% | 100.6% | 99.99% | 99.42% | 98.85% | 98.26% | 100% | 101.9% | 101.3% | 100.7% | 100.1% | 99.55% | 101.4% | 100.8% | 100.2% | 99.64% | 99.06% | 98.48% | 99.95% | 99.06% | 100.6% | 99.83% | 99.14% | 100.7% | 100.1% | 99.55% | 101.1% | 100.1% | 99.72% | 99.36% | 100.9% | 100.5% | 100.2% | 99.93% | 99.82% | 99.6% | 99.68% | 99.51%
| 7 | 99.45% | 101.2% | 100.6% | 99.99% | 99.42% | 98.85% | 98.26% | 100% | 101.9% | 101.3% | 100.7% | 100.1% | 99.55% | 101.4% | 100.8% | 100.2% | 99.64% | 99.06% | 98.48% | 99.95% | 99.06% | 100.6% | 99.83% | 99.14% | 100.7% | 100.1% | 99.55% | 101.1% | 100.1% | 99.72% | 99.36% | 100.9% | 100.5% | 100.2% | 99.93% | 99.82% | 99.6% | 99.68% | 99.51%
| 8 | 99.45% | 101.2% | 100.6% | 99.99% | 99.42% | 98.85% | 98.26% | 100% | 101.9% | 101.3% | 100.7% | 100.1% | 99.55% | 101.4% | 100.8% | 100.2% | 99.64% | 99.06% | 98.48% | 99.95% | 99.06% | 100.6% | 99.83% | 99.14% | 100.7% | 100.1% | 99.55% | 101.1% | 100.1% | 99.72% | 99.36% | 100.9% | 100.5% | 100.2% | 99.93% | 99.82% | 99.6% | 99.68% | 99.51%
| 9 | 99.45% | 101.2% | 100.6% | 99.99% | 99.42% | 98.85% | 98.26% | 100% | 101.9% | 101.3% | 100.7% | 100.1% | 99.55% | 101.4% | 100.8% | 100.2% | 99.64% | 99.06% | 98.48% | 99.95% | 99.06% | 100.6% | 99.83% | 99.14% | 100.7% | 100.1% | 99.55% | 101.1% | 100.1% | 99.72% | 99.36% | 100.9% | 100.5% | 100.2% | 99.93% | 99.82% | 99.6% | 99.68% | 99.51%
| 10 | 99.45% | 101.2% | 100.6% | 99.99% | 99.42% | 98.85% | 98.26% | 100% | 101.9% | 101.3% | 100.7% | 100.1% | 99.55% | 101.4% | 100.8% | 100.2% | 99.64% | 99.06% | 98.48% | 99.95% | 99.06% | 100.6% | 99.83% | 99.14% | 100.7% | 100.1% | 99.55% | 101.1% | 100.1% | 99.72% | 99.36% | 100.9% | 100.5% | 100.2% | 99.93% | 99.82% | 99.6% | 99.68% | 99.51%
| 11 | 99.45% | 101.2% | 100.6% | 99.99% | 99.42% | 98.85% | 98.26% | 100% | 101.8% | 101.3% | 100.7% | 100.1% | 99.55% | 101.4% | 100.8% | 100.2% | 99.64% | 99.06% | 98.48% | 99.95% | 99.06% | 100.6% | 99.83% | 99.14% | 100.7% | 100.1% | 99.55% | 101.1% | 100.1% | 99.72% | 99.36% | 100.9% | 100.5% | 100.2% | 99.93% | 99.82% | 99.6% | 99.68% | 99.51%
| 12 | 99.45% | 101.2% | 100.6% | 99.99% | 99.42% | 98.85% | 98.26% | 100% | 101.8% | 101.2% | 100.6% | 100.1% | 99.55% | 101.4% | 100.8% | 100.2% | 99.64% | 99.06% | 98.48% | 99.95% | 99.06% | 100.6% | 99.83% | 99.14% | 100.7% | 100.1% | 99.55% | 101.1% | 100.1% | 99.72% | 99.36% | 100.9% | 100.5% | 100.2% | 99.93% | 99.82% | 99.6% | 99.68% | 99.51%
| 13 | 99.45% | 101.2% | 100.6% | 99.97% | 99.39% | 98.81% | 98.21% | 99.97% | 101.6% | 101.1% | 100.5% | 99.97% | 99.55% | 101.4% | 100.8% | 100.2% | 99.64% | 99.06% | 98.48% | 99.95% | 99.06% | 100.6% | 99.83% | 99.14% | 100.7% | 100.1% | 99.55% | 101.1% | 100.1% | 99.72% | 99.36% | 100.9% | 100.5% | 100.2% | 99.93% | 99.82% | 99.6% | 99.68% | 99.51%
| 14 | 99.45% | 101.2% | 100.5% | 99.89% | 99.29% | 98.68% | 98.07% | 99.82% | 101.4% | 100.8% | 100.3% | 99.76% | 99.5% | 101.4% | 100.8% | 100.2% | 99.64% | 99.06% | 98.48% | 99.95% | 99.06% | 100.6% | 99.83% | 99.14% | 100.7% | 100.1% | 99.55% | 101.1% | 100.1% | 99.72% | 99.36% | 100.9% | 100.5% | 100.2% | 99.93% | 99.82% | 99.6% | 99.68% | 99.51%
| 15 | 99.39% | 101% | 100.4% | 99.71% | 99.08% | 98.46% | 97.84% | 99.57% | 101% | 100.5% | 99.97% | 99.46% | 99.33% | 101.4% | 100.8% | 100.2% | 99.64% | 99.06% | 98.48% | 99.95% | 99.06% | 100.6% | 99.83% | 99.14% | 100.7% | 100.1% | 99.55% | 101.1% | 100.1% | 99.72% | 99.36% | 100.9% | 100.5% | 100.2% | 99.93% | 99.82% | 99.6% | 99.68% | 99.51%
| 16 | 99.22% | 100.8% | 100.1% | 99.43% | 98.79% | 98.15% | 97.52% | 99.24% | 100.6% | 100.1% | 99.55% | 99.07% | 99.04% | 101.2% | 100.8% | 100.2% | 99.64% | 99.06% | 98.48% | 99.95% | 99.06% | 100.6% | 99.83% | 99.14% | 100.7% | 100.1% | 99.55% | 101.1% | 100.1% | 99.72% | 99.36% | 100.9% | 100.5% | 100.2% | 99.93% | 99.82% | 99.6% | 99.68% | 99.51%
| 17 | 98.93% | 100.5% | 99.78% | 99.06% | 98.4% | 97.75% | 97.11% | 98.82% | 100.1% | 99.54% | 99.04% | 98.57% | 98.63% | 100.9% | 100.6% | 100.1% | 99.64% | 99.06% | 98.48% | 99.95% | 99.06% | 100.6% | 99.83% | 99.14% | 100.7% | 100.1% | 99.55% | 101.1% | 100.1% | 99.72% | 99.36% | 100.9% | 100.5% | 100.2% | 99.93% | 99.82% | 99.6% | 99.68% | 99.51%
| 18 | 98.53% | 100.1% | 99.33% | 98.59% | 97.91% | 97.26% | 96.6% | 98.31% | 99.35% | 98.81% | 98.34% | 97.9% | 98.09% | 100.5% | 100.2% | 99.89% | 99.51% | 99.02% | 98.48% | 99.95% | 99.06% | 100.6% | 99.83% | 99.14% | 100.7% | 100.1% | 99.55% | 101.1% | 100.1% | 99.72% | 99.36% | 100.9% | 100.5% | 100.2% | 99.93% | 99.82% | 99.6% | 99.68% | 99.51%
| 19 | 98.01% | 99.53% | 98.75% | 97.97% | 97.26% | 96.58% | 95.9% | 97.59% | 98.07% | 97.54% | 97.1% | 96.71% | 97.09% | 99.61% | 99.59% | 99.41% | 99.11% | 98.73% | 98.29% | 99.82% | 99.06% | 100.6% | 99.83% | 99.14% | 100.7% | 100.1% | 99.55% | 101.1% | 100.1% | 99.72% | 99.36% | 100.9% | 100.5% | 100.2% | 99.93% | 99.82% | 99.6% | 99.68% | 99.51%
| 20 | 97.04% | 98.52% | 97.68% | 96.84% | 96.09% | 95.37% | 94.67% | 96.33% | 96.05% | 95.51% | 95.07% | 94.69% | 95.17% | 97.81% | 97.94% | 97.87% | 97.6% | 97.25% | 96.85% | 98.47% | 99.01% | 100.6% | 99.83% | 99.14% | 100.7% | 100.1% | 99.55% | 101.1% | 100.1% | 99.72% | 99.36% | 100.9% | 100.5% | 100.2% | 99.93% | 99.82% | 99.6% | 99.68% | 99.51%
| 21 | 95.2% | 96.63% | 95.76% | 94.89% | 94.12% | 93.38% | 92.67% | 94.32% | 93.65% | 93.1% | 92.65% | 92.26% | 92.73% | 95.36% | 95.48% | 95.4% | 95.12% | 94.76% | 94.35% | 96.03% | 97.75% | 99.42% | 99.83% | 99.14% | 100.7% | 100.1% | 99.55% | 101.1% | 100.1% | 99.72% | 99.36% | 100.9% | 100.5% | 100.2% | 99.93% | 99.82% | 99.6% | 99.68% | 99.51%
| 22 | 92.87% | 94.29% | 93.42% | 92.54% | 91.76% | 91.01% | 90.28% | 91.93% | 91.24% | 90.69% | 90.23% | 89.83% | 90.29% | 92.91% | 93.02% | 92.93% | 92.64% | 92.27% | 91.85% | 93.58% | 95.36% | 97.08% | 98.68% | 99.14% | 100.7% | 100.1% | 99.55% | 101.1% | 100.1% | 99.72% | 99.36% | 100.9% | 100.5% | 100.2% | 99.93% | 99.82% | 99.6% | 99.68% | 99.51%
| 23 | 90.55% | 91.96% | 91.08% | 90.19% | 89.4% | 88.64% | 87.9% | 89.54% | 88.84% | 88.28% | 87.81% | 87.4% | 87.85% | 90.46% | 90.56% | 90.46% | 90.16% | 89.78% | 89.35% | 91.13% | 92.96% | 94.73% | 96.38% | 98.02% | 99.63% | 100.1% | 99.55% | 101.1% | 100.1% | 99.72% | 99.36% | 100.9% | 100.5% | 100.2% | 99.93% | 99.82% | 99.6% | 99.68% | 99.51%
| 24 | 88.22% | 89.62% | 88.73% | 87.83% | 87.03% | 86.27% | 85.52% | 87.15% | 86.44% | 85.87% | 85.39% | 84.97% | 85.41% | 88.01% | 88.1% | 87.99% | 87.68% | 87.29% | 86.85% | 88.69% | 90.57% | 92.39% | 94.09% | 95.77% | 97.42% | 99.04% | 99.55% | 101.1% | 100.1% | 99.72% | 99.36% | 100.9% | 100.5% | 100.2% | 99.93% | 99.82% | 99.6% | 99.68% | 99.51%
| 25 | 85.9% | 87.29% | 86.39% | 85.48% | 84.67% | 83.89% | 83.14% | 84.75% | 84.04% | 83.46% | 82.97% | 82.54% | 82.97% | 85.56% | 85.64% | 85.52% | 85.2% | 84.8% | 84.35% | 86.24% | 88.17% | 90.04% | 91.79% | 93.52% | 95.22% | 96.88% | 98.49% | 100.1% | 100.1% | 99.72% | 99.36% | 100.9% | 100.5% | 100.2% | 99.93% | 99.82% | 99.6% | 99.68% | 99.51%
| 26 | 83.57% | 84.95% | 84.04% | 83.12% | 82.31% | 81.52% | 80.76% | 82.36% | 81.64% | 81.05% | 80.55% | 80.11% | 80.53% | 83.11% | 83.18% | 83.05% | 82.72% | 82.31% | 81.85% | 83.79% | 85.78% | 87.7% | 89.49% | 91.27% | 93.01% | 94.72% | 96.38% | 98% | 99.09% | 99.72% | 99.36% | 100.9% | 100.5% | 100.2% | 99.93% | 99.82% | 99.6% | 99.68% | 99.51%
| 27 | 81.25% | 82.62% | 81.7% | 80.77% | 79.94% | 79.15% | 78.37% | 79.97% | 79.24% | 78.64% | 78.13% | 77.67% | 78.09% | 80.66% | 80.72% | 80.58% | 80.24% | 79.82% | 79.35% | 81.35% | 83.38% | 85.35% | 87.2% | 89.02% | 90.81% | 92.56% | 94.26% | 95.92% | 97.05% | 98.72% | 99.36% | 100.9% | 100.5% | 100.2% | 99.93% | 99.82% | 99.6% | 99.68% | 99.51%
| 28 | 78.92% | 80.28% | 79.35% | 78.42% | 77.58% | 76.78% | 75.99% | 77.58% | 76.84% | 76.23% | 75.71% | 75.24% | 75.64% | 78.21% | 78.26% | 78.11% | 77.76% | 77.33% | 76.85% | 78.9% | 80.99% | 83.01% | 84.9% | 86.77% | 88.6% | 90.4% | 92.14% | 93.85% | 95.02% | 96.72% | 98.38% | 99.97% | 100.5% | 100.2% | 99.93% | 99.82% | 99.6% | 99.68% | 99.51%
| 29 | 76.6% | 77.95% | 77.01% | 76.06% | 75.22% | 74.4% | 73.61% | 75.19% | 74.43% | 73.81% | 73.29% | 72.81% | 73.2% | 75.76% | 75.8% | 75.64% | 75.28% | 74.84% | 74.35% | 76.45% | 78.59% | 80.66% | 82.6% | 84.52% | 86.4% | 88.24% | 90.02% | 91.77% | 92.98% | 94.73% | 96.41% | 98.05% | 99.55% | 100.2% | 99.93% | 99.82% | 99.6% | 99.68% | 99.51%
| 30 | 74.27% | 75.62% | 74.67% | 73.71% | 72.85% | 72.03% | 71.23% | 72.8% | 72.03% | 71.4% | 70.86% | 70.38% | 70.76% | 73.31% | 73.34% | 73.17% | 72.8% | 72.35% | 71.85% | 74.01% | 76.2% | 78.32% | 80.31% | 82.27% | 84.19% | 86.08% | 87.91% | 89.69% | 90.94% | 92.73% | 94.45% | 96.12% | 97.66% | 99.28% | 99.93% | 99.82% | 99.6% | 99.68% | 99.51%
| 31 | 71.95% | 73.28% | 72.32% | 71.36% | 70.49% | 69.66% | 68.85% | 70.4% | 69.63% | 68.99% | 68.44% | 67.95% | 68.32% | 70.86% | 70.88% | 70.7% | 70.32% | 69.86% | 69.35% | 71.56% | 73.8% | 75.97% | 78.01% | 80.02% | 81.99% | 83.92% | 85.79% | 87.62% | 88.91% | 90.73% | 92.49% | 94.2% | 95.77% | 97.43% | 99.02% | 99.82% | 99.6% | 99.68% | 99.51%
| 32 | 69.62% | 70.95% | 69.98% | 69% | 68.13% | 67.29% | 66.46% | 68% | 67.22% | 66.57% | 66.02% | 65.52% | 65.88% | 68.41% | 68.42% | 68.23% | 67.85% | 67.37% | 66.85% | 69.11% | 71.41% | 73.63% | 75.71% | 77.77% | 79.79% | 81.76% | 83.67% | 85.54% | 86.87% | 88.73% | 90.53% | 92.27% | 93.88% | 95.57% | 97.2% | 98.92% | 99.6% | 99.68% | 99.51%
| 33 | 67.29% | 68.61% | 67.63% | 66.65% | 65.76% | 64.91% | 64.08% | 65.55% | 64.75% | 64.1% | 63.56% | 63.07% | 63.44% | 65.96% | 65.97% | 65.76% | 65.37% | 64.89% | 64.36% | 66.67% | 69.01% | 71.28% | 73.41% | 75.52% | 77.58% | 79.6% | 81.55% | 83.46% | 84.83% | 86.73% | 88.57% | 90.35% | 91.99% | 93.71% | 95.38% | 97.13% | 98.72% | 99.68% | 99.51%
| 34 | 64.97% | 66.28% | 65.29% | 64.28% | 63.37% | 62.5% | 61.65% | 63.02% | 62.2% | 61.55% | 61.02% | 60.54% | 61% | 63.51% | 63.51% | 63.29% | 62.89% | 62.4% | 61.86% | 64.22% | 66.62% | 68.94% | 71.12% | 73.27% | 75.38% | 77.44% | 79.43% | 81.39% | 82.8% | 84.74% | 86.61% | 88.42% | 90.1% | 91.86% | 93.55% | 95.34% | 96.96% | 98.81% | 99.51%
| 35 | 62.64% | 63.91% | 62.9% | 61.85% | 60.91% | 60.02% | 59.15% | 60.41% | 59.58% | 58.93% | 58.4% | 57.94% | 58.52% | 61.02% | 61.05% | 60.82% | 60.41% | 59.91% | 59.36% | 61.78% | 64.22% | 66.59% | 68.82% | 71.02% | 73.17% | 75.28% | 77.32% | 79.31% | 80.76% | 82.74% | 84.65% | 86.5% | 88.21% | 90% | 91.73% | 93.55% | 95.2% | 97.08% | 98.65%
| 36 | 60.32% | 61.47% | 60.41% | 59.33% | 58.37% | 57.46% | 56.58% | 57.74% | 56.9% | 56.25% | 55.72% | 55.26% | 55.93% | 58.43% | 58.55% | 58.35% | 57.93% | 57.42% | 56.86% | 59.33% | 61.83% | 64.25% | 66.52% | 68.77% | 70.97% | 73.11% | 75.2% | 77.23% | 78.72% | 80.74% | 82.69% | 84.58% | 86.33% | 88.15% | 89.91% | 91.76% | 93.44% | 95.35% | 96.95%
| 37 | 57.94% | 58.93% | 57.84% | 56.74% | 55.76% | 54.84% | 53.94% | 55% | 54.16% | 53.51% | 52.98% | 52.53% | 53.25% | 55.69% | 55.93% | 55.82% | 55.45% | 54.93% | 54.36% | 56.88% | 59.43% | 61.9% | 64.23% | 66.52% | 68.76% | 70.95% | 73.08% | 75.16% | 76.69% | 78.74% | 80.73% | 82.65% | 84.44% | 86.29% | 88.08% | 89.96% | 91.68% | 93.61% | 95.25%
| 38 | 55.46% | 56.31% | 55.19% | 54.08% | 53.09% | 52.16% | 51.25% | 52.22% | 51.38% | 50.72% | 50.19% | 49.74% | 50.48% | 52.84% | 53.13% | 53.13% | 52.85% | 52.39% | 51.86% | 54.44% | 57.04% | 59.56% | 61.93% | 64.27% | 66.56% | 68.79% | 70.96% | 73.08% | 74.65% | 76.74% | 78.77% | 80.73% | 82.55% | 84.43% | 86.26% | 88.17% | 89.91% | 91.88% | 93.54%
| 39 | 52.9% | 53.61% | 52.48% | 51.36% | 50.37% | 49.43% | 48.52% | 49.29% | 48.43% | 47.78% | 47.27% | 46.84% | 47.65% | 49.64% | 50.1% | 50.22% | 50.01% | 49.65% | 49.18% | 51.99% | 54.64% | 57.21% | 59.63% | 62.02% | 64.35% | 66.63% | 68.84% | 71% | 72.61% | 74.75% | 76.81% | 78.8% | 80.66% | 82.58% | 84.44% | 86.38% | 88.15% | 90.15% | 91.84%
| 40 | 50.25% | 50.85% | 49.7% | 48.55% | 47.53% | 46.58% | 45.66% | 45.88% | 45.03% | 44.39% | 43.9% | 43.51% | 44.44% | 45.58% | 46.15% | 46.35% | 46.15% | 45.81% | 45.39% | 49.44% | 52.25% | 54.87% | 57.34% | 59.77% | 62.15% | 64.47% | 66.73% | 68.93% | 70.58% | 72.75% | 74.85% | 76.88% | 78.77% | 80.72% | 82.61% | 84.59% | 86.39% | 88.41% | 90.13%
| 41 | 47.54% | 47.66% | 46.48% | 45.3% | 44.27% | 43.3% | 42.38% | 41.85% | 41.02% | 40.39% | 39.92% | 39.54% | 40.48% | 41.06% | 41.57% | 41.74% | 41.53% | 41.2% | 40.78% | 45.9% | 49.82% | 52.52% | 55.04% | 57.52% | 59.94% | 62.31% | 64.61% | 66.85% | 68.54% | 70.75% | 72.89% | 74.95% | 76.88% | 78.87% | 80.79% | 82.8% | 84.63% | 86.68% | 88.43%
| 42 | 44.47% | 43.71% | 42.54% | 41.39% | 40.37% | 39.42% | 38.52% | 37.64% | 36.84% | 36.23% | 35.76% | 35.38% | 36.25% | 36.77% | 37.24% | 37.38% | 37.16% | 36.82% | 36.41% | 41.57% | 46.51% | 50.18% | 52.74% | 55.27% | 57.74% | 60.15% | 62.49% | 64.77% | 66.5% | 68.75% | 70.93% | 73.03% | 74.99% | 77.01% | 78.97% | 81% | 82.87% | 84.95% | 86.72%
| 43 | 40.68% | 39.49% | 38.37% | 37.26% | 36.28% | 35.37% | 34.5% | 33.66% | 32.88% | 32.3% | 31.84% | 31.46% | 32.25% | 32.72% | 33.14% | 33.25% | 33.03% | 32.7% | 32.29% | 37.47% | 42.45% | 47.06% | 50.45% | 53.02% | 55.54% | 57.99% | 60.37% | 62.7% | 64.47% | 66.75% | 68.97% | 71.1% | 73.1% | 75.16% | 77.14% | 79.21% | 81.11% | 83.22% | 85.02%
| 44 | 36.63% | 35.49% | 34.42% | 33.35% | 32.42% | 31.54% | 30.71% | 29.9% | 29.16% | 28.59% | 28.14% | 27.78% | 28.49% | 28.91% | 29.28% | 29.37% | 29.15% | 28.81% | 28.42% | 33.57% | 38.58% | 43.26% | 47.48% | 50.77% | 53.33% | 55.83% | 58.25% | 60.62% | 62.43% | 64.76% | 67% | 69.18% | 71.21% | 73.3% | 75.32% | 77.42% | 79.34% | 81.48% | 83.31%
| 45 | 32.8% | 31.71% | 30.68% | 29.66% | 28.77% | 27.94% | 27.14% | 26.37% | 25.66% | 25.12% | 24.68% | 24.32% | 24.97% | 25.34% | 25.67% | 25.73% | 25.5% | 25.18% | 24.79% | 29.89% | 34.9% | 39.61% | 43.91% | 47.94% | 51.13% | 53.67% | 56.14% | 58.54% | 60.39% | 62.76% | 65.04% | 67.25% | 69.32% | 71.44% | 73.5% | 75.63% | 77.58% | 79.75% | 81.61%
| 46 | 29.17% | 28.14% | 27.16% | 26.19% | 25.35% | 24.56% | 23.8% | 23.06% | 22.4% | 21.88% | 21.46% | 21.1% | 21.68% | 22% | 22.29% | 22.33% | 22.1% | 21.79% | 21.41% | 26.43% | 31.4% | 36.13% | 40.48% | 44.58% | 48.42% | 51.51% | 54.02% | 56.47% | 58.36% | 60.76% | 63.08% | 65.33% | 67.43% | 69.59% | 71.67% | 73.84% | 75.82% | 78.02% | 79.91%
| 47 | 25.77% | 24.78% | 23.86% | 22.94% | 22.14% | 21.4% | 20.68% | 19.99% | 19.36% | 18.86% | 18.46% | 18.12% | 18.62% | 18.9% | 19.15% | 19.17% | 18.95% | 18.64% | 18.28% | 23.18% | 28.09% | 32.8% | 37.19% | 41.35% | 45.27% | 48.92% | 51.9% | 54.39% | 56.32% | 58.76% | 61.12% | 63.41% | 65.54% | 67.73% | 69.85% | 72.04% | 74.06% | 76.29% | 78.2%
| 48 | 22.57% | 21.65% | 20.77% | 19.91% | 19.16% | 18.46% | 17.79% | 17.13% | 16.55% | 16.08% | 15.7% | 15.37% | 15.81% | 16.04% | 16.25% | 16.25% | 16.04% | 15.75% | 15.4% | 20.14% | 24.96% | 29.64% | 34.04% | 38.24% | 42.22% | 45.96% | 49.42% | 52.31% | 54.28% | 56.76% | 59.16% | 61.48% | 63.65% | 65.88% | 68.03% | 70.25% | 72.3% | 74.55% | 76.5%
| 49 | 19.59% | 18.73% | 17.91% | 17.1% | 16.4% | 15.75% | 15.12% | 14.51% | 13.97% | 13.53% | 13.16% | 12.85% | 13.23% | 13.42% | 13.6% | 13.58% | 13.37% | 13.09% | 12.77% | 17.31% | 22.01% | 26.64% | 31.03% | 35.26% | 39.28% | 43.08% | 46.63% | 49.94% | 52.25% | 54.77% | 57.2% | 59.56% | 61.76% | 64.02% | 66.2% | 68.46% | 70.54% | 72.82% | 74.79%
| 50 | 16.83% | 16.02% | 15.26% | 14.51% | 13.86% | 13.26% | 12.67% | 12.11% | 11.61% | 11.21% | 10.86% | 10.57% | 10.88% | 11.04% | 11.18% | 11.15% | 10.95% | 10.69% | 10.38% | 14.7% | 19.25% | 23.8% | 28.16% | 32.39% | 36.45% | 40.3% | 43.92% | 47.31% | 50.21% | 52.77% | 55.24% | 57.63% | 59.87% | 62.16% | 64.38% | 66.67% | 68.77% | 71.09% | 73.09%
| 51 | 14.28% | 13.53% | 12.83% | 12.14% | 11.55% | 10.99% | 10.45% | 9.942% | 9.488% | 9.116% | 8.797% | 8.517% | 8.77% | 8.891% | 9.001% | 8.954% | 8.766% | 8.523% | 8.242% | 12.3% | 16.68% | 21.11% | 25.42% | 29.64% | 33.72% | 37.61% | 41.28% | 44.74% | 47.96% | 50.77% | 53.28% | 55.71% | 57.98% | 60.31% | 62.56% | 64.88% | 67.01% | 69.36% | 71.38%
| 52 | 11.94% | 11.26% | 10.61% | 9.985% | 9.45% | 8.945% | 8.461% | 7.997% | 7.592% | 7.255% | 6.962% | 6.702% | 6.897% | 6.983% | 7.063% | 7.005% | 6.83% | 6.607% | 6.35% | 10.12% | 14.29% | 18.59% | 22.83% | 27.02% | 31.1% | 35.02% | 38.73% | 42.25% | 45.54% | 48.61% | 51.32% | 53.78% | 56.09% | 58.45% | 60.73% | 63.08% | 65.25% | 67.62% | 69.68%
| 53 | 9.816% | 9.203% | 8.619% | 8.052% | 7.575% | 7.125% | 6.692% | 6.28% | 5.924% | 5.624% | 5.359% | 5.122% | 5.259% | 5.313% | 5.364% | 5.298% | 5.137% | 4.937% | 4.707% | 8.149% | 12.09% | 16.23% | 20.38% | 24.52% | 28.58% | 32.51% | 36.26% | 39.83% | 43.18% | 46.32% | 49.24% | 51.86% | 54.2% | 56.6% | 58.91% | 61.29% | 63.49% | 65.89% | 67.97%
| 54 | 7.909% | 7.362% | 6.842% | 6.34% | 5.921% | 5.527% | 5.149% | 4.788% | 4.482% | 4.22% | 3.986% | 3.772% | 3.858% | 3.88% | 3.905% | 3.832% | 3.687% | 3.512% | 3.31% | 6.393% | 10.07% | 14.03% | 18.06% | 22.14% | 26.18% | 30.1% | 33.88% | 37.48% | 40.88% | 44.09% | 47.08% | 49.86% | 52.31% | 54.74% | 57.09% | 59.5% | 61.73% | 64.16% | 66.27%
| 55 | 6.215% | 5.738% | 5.282% | 4.846% | 4.488% | 4.151% | 3.826% | 3.518% | 3.26% | 3.036% | 2.833% | 2.647% | 2.691% | 2.686% | 2.686% | 2.608% | 2.482% | 2.333% | 2.162% | 4.85% | 8.233% | 11.99% | 15.89% | 19.88% | 23.87% | 27.79% | 31.57% | 35.21% | 38.65% | 41.91% | 44.96% | 47.81% | 50.42% | 52.88% | 55.26% | 57.71% | 59.97% | 62.43% | 64.56%
| 56 | 4.736% | 4.329% | 3.941% | 3.571% | 3.272% | 2.989% | 2.717% | 2.459% | 2.248% | 2.063% | 1.894% | 1.736% | 1.752% | 1.728% | 1.707% | 1.626% | 1.52% | 1.399% | 1.261% | 3.521% | 6.583% | 10.11% | 13.85% | 17.74% | 21.67% | 25.56% | 29.34% | 33% | 36.48% | 39.78% | 42.89% | 45.8% | 48.52% | 51.03% | 53.44% | 55.92% | 58.2% | 60.69% | 62.86%
| 57 | 3.471% | 3.135% | 2.813% | 2.507% | 2.264% | 2.035% | 1.813% | 1.604% | 1.439% | 1.293% | 1.157% | 1.03% | 1.03% | 0.9979% | 0.9654% | 0.885% | 0.802% | 0.7114% | 0.6077% | 2.405% | 5.119% | 8.391% | 11.96% | 15.73% | 19.58% | 23.43% | 27.2% | 30.86% | 34.37% | 37.71% | 40.87% | 43.84% | 46.62% | 49.19% | 51.62% | 54.12% | 56.44% | 58.96% | 61.16%
| 58 | 2.419% | 2.151% | 1.892% | 1.645% | 1.457% | 1.278% | 1.105% | 0.9434% | 0.8236% | 0.7165% | 0.6152% | 0.5191% | 0.5128% | 0.4838% | 0.4497% | 0.3803% | 0.3247% | 0.267% | 0.202% | 1.504% | 3.839% | 6.832% | 10.2% | 13.83% | 17.6% | 21.39% | 25.14% | 28.8% | 32.33% | 35.7% | 38.9% | 41.92% | 44.75% | 47.39% | 49.84% | 52.33% | 54.68% | 57.23% | 59.45%
| 59 | 1.573% | 1.367% | 1.166% | 0.9775% | 0.8403% | 0.7105% | 0.5854% | 0.4698% | 0.3939% | 0.3253% | 0.2587% | 0.1945% | 0.1886% | 0.1703% | 0.143% | 0.09345% | 0.07282% | 0.05257% | 0.03054% | 0.8157% | 2.744% | 5.433% | 8.585% | 12.06% | 15.72% | 19.45% | 23.16% | 26.81% | 30.34% | 33.74% | 36.98% | 40.04% | 42.93% | 45.62% | 48.13% | 50.54% | 52.92% | 55.5% | 57.75%
| 60 | 0.9232% | 0.7733% | 0.6282% | 0.4938% | 0.4061% | 0.3237% | 0.2448% | 0.1738% | 0.1377% | 0.1045% | 0.07129% | 0.03872% | 0.03663% | 0.03089% | 0.01976% | 0.0007713% | -7.757e-14% | 1.207e-14% | -1.001e-13% | 0.3414% | 1.834% | 4.195% | 7.108% | 10.41% | 13.95% | 17.59% | 21.26% | 24.89% | 28.42% | 31.84% | 35.1% | 38.21% | 41.14% | 43.88% | 46.45% | 48.84% | 51.16% | 53.76% | 56.04%
| 61 | 0.4581% | 0.3605% | 0.2676% | 0.1853% | 0.1432% | 0.1041% | 0.06675% | 0.03449% | 0.02551% | 0.01703% | 0.008406% | -7.712e-14% | 7.56e-14% | -5.192e-14% | 1.438e-14% | -4.765e-14% | -7.757e-14% | 1.207e-14% | -1.001e-13% | 0.07884% | 1.109% | 3.117% | 5.77% | 8.881% | 12.28% | 15.83% | 19.44% | 23.04% | 26.56% | 29.99% | 33.28% | 36.41% | 39.39% | 42.18% | 44.8% | 47.25% | 49.51% | 52.03% | 54.34%
| 62 | 0.1675% | 0.1186% | 0.07391% | 0.03679% | 0.02651% | 0.01689% | 0.007669% | -3.059e-14% | -3.678e-14% | -7.018e-14% | 4.272e-14% | -7.712e-14% | 7.56e-14% | -5.192e-14% | 1.438e-14% | -4.765e-14% | -7.757e-14% | 1.207e-14% | -1.001e-13% | -1.134e-14% | 0.5689% | 2.199% | 4.572% | 7.473% | 10.72% | 14.17% | 17.7% | 21.26% | 24.77% | 28.19% | 31.5% | 34.67% | 37.68% | 40.51% | 43.18% | 45.68% | 48% | 50.3% | 52.63%
| 63 | 0.03223% | 0.01956% | 0.008608% | -4.749e-14% | 1.231e-15% | 3.082e-14% | -3.209e-14% | -3.059e-14% | -3.678e-14% | -7.018e-14% | 4.272e-14% | -7.712e-14% | 7.56e-14% | -5.192e-14% | 1.438e-14% | -4.765e-14% | -7.757e-14% | 1.207e-14% | -1.001e-13% | -1.134e-14% | 0.2136% | 1.442% | 3.513% | 6.187% | 9.265% | 12.59% | 16.05% | 19.56% | 23.04% | 26.46% | 29.77% | 32.96% | 36% | 38.88% | 41.59% | 44.14% | 46.51% | 48.72% | 50.93%
| 64 | -6.505e-15% | -3.436e-14% | 9.598e-14% | -4.749e-14% | 1.231e-15% | 3.082e-14% | -3.209e-14% | -3.059e-14% | -3.678e-14% | -7.018e-14% | 4.272e-14% | -7.712e-14% | 7.56e-14% | -5.192e-14% | 1.438e-14% | -4.765e-14% | -7.757e-14% | 1.207e-14% | -1.001e-13% | -1.134e-14% | 0.04113% | 0.8454% | 2.594% | 5.022% | 7.917% | 11.11% | 14.47% | 17.92% | 21.37% | 24.77% | 28.09% | 31.3% | 34.37% | 37.28% | 40.03% | 42.62% | 45.04% | 47.3% | 49.4%
| 65 | -6.505e-15% | -3.436e-14% | 9.598e-14% | -4.749e-14% | 1.231e-15% | 3.082e-14% | -3.209e-14% | -3.059e-14% | -3.678e-14% | -7.018e-14% | 4.272e-14% | -7.712e-14% | 7.56e-14% | -5.192e-14% | 1.438e-14% | -4.765e-14% | -7.757e-14% | 1.207e-14% | -1.001e-13% | -1.134e-14% | 1.219e-14% | 0.4091% | 1.814% | 3.978% | 6.674% | 9.722% | 12.98% | 16.36% | 19.76% | 23.15% | 26.46% | 29.68% | 32.77% | 35.71% | 38.5% | 41.13% | 43.6% | 45.91% | 48.05%
| 66 | -6.505e-15% | -3.436e-14% | 9.598e-14% | -4.749e-14% | 1.231e-15% | 3.082e-14% | -3.209e-14% | -3.059e-14% | -3.678e-14% | -7.018e-14% | 4.272e-14% | -7.712e-14% | 7.56e-14% | -5.192e-14% | 1.438e-14% | -4.765e-14% | -7.757e-14% | 1.207e-14% | -1.001e-13% | -1.134e-14% | 1.219e-14% | 0.1332% | 1.173% | 3.056% | 5.538% | 8.425% | 11.57% | 14.86% | 18.22% | 21.58% | 24.88% | 28.1% | 31.21% | 34.17% | 37% | 39.67% | 42.18% | 44.53% | 46.73%
| 67 | -6.505e-15% | -3.436e-14% | 9.598e-14% | -4.749e-14% | 1.231e-15% | 3.082e-14% | -3.209e-14% | -3.059e-14% | -3.678e-14% | -7.018e-14% | 4.272e-14% | -7.712e-14% | 7.56e-14% | -5.192e-14% | 1.438e-14% | -4.765e-14% | -7.757e-14% | 1.207e-14% | -1.001e-13% | -1.134e-14% | 1.219e-14% | 0.01765% | 0.6725% | 2.256% | 4.508% | 7.222% | 10.23% | 13.44% | 16.74% | 20.06% | 23.35% | 26.57% | 29.69% | 32.67% | 35.53% | 38.23% | 40.78% | 43.18% | 45.42%
| 68 | -6.505e-15% | -3.436e-14% | 9.598e-14% | -4.749e-14% | 1.231e-15% | 3.082e-14% | -3.209e-14% | -3.059e-14% | -3.678e-14% | -7.018e-14% | 4.272e-14% | -7.712e-14% | 7.56e-14% | -5.192e-14% | 1.438e-14% | -4.765e-14% | -7.757e-14% | 1.207e-14% | -1.001e-13% | -1.134e-14% | 1.219e-14% | 4.79e-14% | 0.311% | 1.577% | 3.584% | 6.112% | 8.985% | 12.09% | 15.32% | 18.6% | 21.86% | 25.08% | 28.2% | 31.21% | 34.09% | 36.82% | 39.41% | 41.85% | 44.13%
| 69 | -6.505e-15% | -3.436e-14% | 9.598e-14% | -4.749e-14% | 1.231e-15% | 3.082e-14% | -3.209e-14% | -3.059e-14% | -3.678e-14% | -7.018e-14% | 4.272e-14% | -7.712e-14% | 7.56e-14% | -5.192e-14% | 1.438e-14% | -4.765e-14% | -7.757e-14% | 1.207e-14% | -1.001e-13% | -1.134e-14% | 1.219e-14% | 4.79e-14% | 0.08898% | 1.02% | 2.766% | 5.094% | 7.817% | 10.82% | 13.96% | 17.19% | 20.43% | 23.63% | 26.76% | 29.77% | 32.68% | 35.44% | 38.06% | 40.53% | 42.85%
| 70 | -6.505e-15% | -3.436e-14% | 9.598e-14% | -4.749e-14% | 1.231e-15% | 3.082e-14% | -3.209e-14% | -3.059e-14% | -3.678e-14% | -7.018e-14% | 4.272e-14% | -7.712e-14% | 7.56e-14% | -5.192e-14% | 1.438e-14% | -4.765e-14% | -7.757e-14% | 1.207e-14% | -1.001e-13% | -1.134e-14% | 1.219e-14% | 4.79e-14% | 0.006415% | 0.5837% | 2.054% | 4.169% | 6.731% | 9.61% | 12.67% | 15.84% | 19.04% | 22.23% | 25.35% | 28.38% | 31.29% | 34.08% | 36.73% | 39.24% | 41.6%
| 71 | -6.505e-15% | -3.436e-14% | 9.598e-14% | -4.749e-14% | 1.231e-15% | 3.082e-14% | -3.209e-14% | -3.059e-14% | -3.678e-14% | -7.018e-14% | 4.272e-14% | -7.712e-14% | 7.56e-14% | -5.192e-14% | 1.438e-14% | -4.765e-14% | -7.757e-14% | 1.207e-14% | -1.001e-13% | -1.134e-14% | 1.219e-14% | 4.79e-14% | 2.67e-14% | 0.2694% | 1.448% | 3.337% | 5.725% | 8.475% | 11.44% | 14.55% | 17.7% | 20.86% | 23.98% | 27.01% | 29.94% | 32.75% | 35.43% | 37.97% | 40.37%
| 72 | -6.505e-15% | -3.436e-14% | 9.598e-14% | -4.749e-14% | 1.231e-15% | 3.082e-14% | -3.209e-14% | -3.059e-14% | -3.678e-14% | -7.018e-14% | 4.272e-14% | -7.712e-14% | 7.56e-14% | -5.192e-14% | 1.438e-14% | -4.765e-14% | -7.757e-14% | 1.207e-14% | -1.001e-13% | -1.134e-14% | 1.219e-14% | 4.79e-14% | 2.67e-14% | 0.07655% | 0.9487% | 2.598% | 4.801% | 7.411% | 10.28% | 13.3% | 16.42% | 19.55% | 22.65% | 25.68% | 28.62% | 31.45% | 34.15% | 36.72% | 39.15%
| 73 | -6.505e-15% | -3.436e-14% | 9.598e-14% | -4.749e-14% | 1.231e-15% | 3.082e-14% | -3.209e-14% | -3.059e-14% | -3.678e-14% | -7.018e-14% | 4.272e-14% | -7.712e-14% | 7.56e-14% | -5.192e-14% | 1.438e-14% | -4.765e-14% | -7.757e-14% | 1.207e-14% | -1.001e-13% | -1.134e-14% | 1.219e-14% | 4.79e-14% | 2.67e-14% | 0.005263% | 0.5551% | 1.951% | 3.959% | 6.419% | 9.171% | 12.12% | 15.17% | 18.27% | 21.35% | 24.38% | 27.33% | 30.17% | 32.9% | 35.5% | 37.95%
| 74 | -6.505e-15% | -3.436e-14% | 9.598e-14% | -4.749e-14% | 1.231e-15% | 3.082e-14% | -3.209e-14% | -3.059e-14% | -3.678e-14% | -7.018e-14% | 4.272e-14% | -7.712e-14% | 7.56e-14% | -5.192e-14% | 1.438e-14% | -4.765e-14% | -7.757e-14% | 1.207e-14% | -1.001e-13% | -1.134e-14% | 1.219e-14% | 4.79e-14% | 2.67e-14% | 8.882e-14% | 0.2677% | 1.398% | 3.197% | 5.498% | 8.13% | 10.99% | 13.98% | 17.04% | 20.1% | 23.12% | 26.07% | 28.92% | 31.67% | 34.29% | 36.78%
| 75 | -6.505e-15% | -3.436e-14% | 9.598e-14% | -4.749e-14% | 1.231e-15% | 3.082e-14% | -3.209e-14% | -3.059e-14% | -3.678e-14% | -7.018e-14% | 4.272e-14% | -7.712e-14% | 7.56e-14% | -5.192e-14% | 1.438e-14% | -4.765e-14% | -7.757e-14% | 1.207e-14% | -1.001e-13% | -1.134e-14% | 1.219e-14% | 4.79e-14% | 2.67e-14% | 8.882e-14% | 0.08634% | 0.9368% | 2.517% | 4.648% | 7.151% | 9.916% | 12.84% | 15.85% | 18.88% | 21.88% | 24.84% | 27.7% | 30.46% | 33.1% | 35.61%
| 76 | -6.505e-15% | -3.436e-14% | 9.598e-14% | -4.749e-14% | 1.231e-15% | 3.082e-14% | -3.209e-14% | -3.059e-14% | -3.678e-14% | -7.018e-14% | 4.272e-14% | -7.712e-14% | 7.56e-14% | -5.192e-14% | 1.438e-14% | -4.765e-14% | -7.757e-14% | 1.207e-14% | -1.001e-13% | -1.134e-14% | 1.219e-14% | 4.79e-14% | 2.67e-14% | 8.882e-14% | 0.0111% | 0.5688% | 1.919% | 3.87% | 6.235% | 8.896% | 11.75% | 14.7% | 17.7% | 20.69% | 23.63% | 26.5% | 29.27% | 31.94% | 34.47%
| 77 | -6.505e-15% | -3.436e-14% | 9.598e-14% | -4.749e-14% | 1.231e-15% | 3.082e-14% | -3.209e-14% | -3.059e-14% | -3.678e-14% | -7.018e-14% | 4.272e-14% | -7.712e-14% | 7.56e-14% | -5.192e-14% | 1.438e-14% | -4.765e-14% | -7.757e-14% | 1.207e-14% | -1.001e-13% | -1.134e-14% | 1.219e-14% | 4.79e-14% | 2.67e-14% | 8.882e-14% | 2.742e-14% | 0.2936% | 1.401% | 3.163% | 5.382% | 7.932% | 10.7% | 13.6% | 16.56% | 19.52% | 22.46% | 25.33% | 28.11% | 30.79% | 33.35%
| 78 | -6.505e-15% | -3.436e-14% | 9.598e-14% | -4.749e-14% | 1.231e-15% | 3.082e-14% | -3.209e-14% | -3.059e-14% | -3.678e-14% | -7.018e-14% | 4.272e-14% | -7.712e-14% | 7.56e-14% | -5.192e-14% | 1.438e-14% | -4.765e-14% | -7.757e-14% | 1.207e-14% | -1.001e-13% | -1.134e-14% | 1.219e-14% | 4.79e-14% | 2.67e-14% | 8.882e-14% | 2.742e-14% | 0.1112% | 0.9655% | 2.528% | 4.591% | 7.024% | 9.703% | 12.54% | 15.46% | 18.39% | 21.32% | 24.19% | 26.97% | 29.67% | 32.25%
| 79 | -6.505e-15% | -3.436e-14% | 9.598e-14% | -4.749e-14% | 1.231e-15% | 3.082e-14% | -3.209e-14% | -3.059e-14% | -3.678e-14% | -7.018e-14% | 4.272e-14% | -7.712e-14% | 7.56e-14% | -5.192e-14% | 1.438e-14% | -4.765e-14% | -7.757e-14% | 1.207e-14% | -1.001e-13% | -1.134e-14% | 1.219e-14% | 4.79e-14% | 2.67e-14% | 8.882e-14% | 2.742e-14% | 0.02159% | 0.6109% | 1.964% | 3.864% | 6.17% | 8.755% | 11.52% | 14.39% | 17.3% | 20.2% | 23.07% | 25.86% | 28.56% | 31.16%
| 80 | -6.505e-15% | -3.436e-14% | 9.598e-14% | -4.749e-14% | 1.231e-15% | 3.082e-14% | -3.209e-14% | -3.059e-14% | -3.678e-14% | -7.018e-14% | 4.272e-14% | -7.712e-14% | 7.56e-14% | -5.192e-14% | 1.438e-14% | -4.765e-14% | -7.757e-14% | 1.207e-14% | -1.001e-13% | -1.134e-14% | 1.219e-14% | 4.79e-14% | 2.67e-14% | 8.882e-14% | 2.742e-14% | -1.081e-13% | 0.3376% | 1.471% | 3.199% | 5.372% | 7.856% | 10.55% | 13.37% | 16.24% | 19.12% | 21.98% | 24.77% | 27.48% | 30.09%
| 81 | -6.505e-15% | -3.436e-14% | 9.598e-14% | -4.749e-14% | 1.231e-15% | 3.082e-14% | -3.209e-14% | -3.059e-14% | -3.678e-14% | -7.018e-14% | 4.272e-14% | -7.712e-14% | 7.56e-14% | -5.192e-14% | 1.438e-14% | -4.765e-14% | -7.757e-14% | 1.207e-14% | -1.001e-13% | -1.134e-14% | 1.219e-14% | 4.79e-14% | 2.67e-14% | 8.882e-14% | 2.742e-14% | -1.081e-13% | 0.1456% | 1.05% | 2.597% | 4.629% | 7.005% | 9.617% | 12.38% | 15.21% | 18.07% | 20.91% | 23.7% | 26.42% | 29.04%
| 82 | -6.505e-15% | -3.436e-14% | 9.598e-14% | -4.749e-14% | 1.231e-15% | 3.082e-14% | -3.209e-14% | -3.059e-14% | -3.678e-14% | -7.018e-14% | 4.272e-14% | -7.712e-14% | 7.56e-14% | -5.192e-14% | 1.438e-14% | -4.765e-14% | -7.757e-14% | 1.207e-14% | -1.001e-13% | -1.134e-14% | 1.219e-14% | 4.79e-14% | 2.67e-14% | 8.882e-14% | 2.742e-14% | -1.081e-13% | 0.03498% | 0.6998% | 2.058% | 3.942% | 6.203% | 8.729% | 11.42% | 14.21% | 17.04% | 19.87% | 22.66% | 25.38% | 28.01%
| 83 | -6.505e-15% | -3.436e-14% | 9.598e-14% | -4.749e-14% | 1.231e-15% | 3.082e-14% | -3.209e-14% | -3.059e-14% | -3.678e-14% | -7.018e-14% | 4.272e-14% | -7.712e-14% | 7.56e-14% | -5.192e-14% | 1.438e-14% | -4.765e-14% | -7.757e-14% | 1.207e-14% | -1.001e-13% | -1.134e-14% | 1.219e-14% | 4.79e-14% | 2.67e-14% | 8.882e-14% | 2.742e-14% | -1.081e-13% | -6.798e-15% | 0.4213% | 1.581% | 3.309% | 5.45% | 7.884% | 10.51% | 13.25% | 16.05% | 18.86% | 21.64% | 24.36% | 27%
| 84 | -6.505e-15% | -3.436e-14% | 9.598e-14% | -4.749e-14% | 1.231e-15% | 3.082e-14% | -3.209e-14% | -3.059e-14% | -3.678e-14% | -7.018e-14% | 4.272e-14% | -7.712e-14% | 7.56e-14% | -5.192e-14% | 1.438e-14% | -4.765e-14% | -7.757e-14% | 1.207e-14% | -1.001e-13% | -1.134e-14% | 1.219e-14% | 4.79e-14% | 2.67e-14% | 8.882e-14% | 2.742e-14% | -1.081e-13% | -6.798e-15% | 0.2143% | 1.167% | 2.732% | 4.746% | 7.082% | 9.637% | 12.32% | 15.09% | 17.87% | 20.64% | 23.36% | 26.01%
| 85 | -6.505e-15% | -3.436e-14% | 9.598e-14% | -4.749e-14% | 1.231e-15% | 3.082e-14% | -3.209e-14% | -3.059e-14% | -3.678e-14% | -7.018e-14% | 4.272e-14% | -7.712e-14% | 7.56e-14% | -5.192e-14% | 1.438e-14% | -4.765e-14% | -7.757e-14% | 1.207e-14% | -1.001e-13% | -1.134e-14% | 1.219e-14% | 4.79e-14% | 2.67e-14% | 8.882e-14% | 2.742e-14% | -1.081e-13% | -6.798e-15% | 0.07858% | 0.8163% | 2.211% | 4.09% | 6.323% | 8.8% | 11.43% | 14.15% | 16.91% | 19.67% | 22.38% | 25.04%
| 86 | -6.505e-15% | -3.436e-14% | 9.598e-14% | -4.749e-14% | 1.231e-15% | 3.082e-14% | -3.209e-14% | -3.059e-14% | -3.678e-14% | -7.018e-14% | 4.272e-14% | -7.712e-14% | 7.56e-14% | -5.192e-14% | 1.438e-14% | -4.765e-14% | -7.757e-14% | 1.207e-14% | -1.001e-13% | -1.134e-14% | 1.219e-14% | 4.79e-14% | 2.67e-14% | 8.882e-14% | 2.742e-14% | -1.081e-13% | -6.798e-15% | 0.01429% | 0.5281% | 1.744% | 3.483% | 5.607% | 8.001% | 10.57% | 13.25% | 15.98% | 18.72% | 21.43% | 24.08%
| 87 | -6.505e-15% | -3.436e-14% | 9.598e-14% | -4.749e-14% | 1.231e-15% | 3.082e-14% | -3.209e-14% | -3.059e-14% | -3.678e-14% | -7.018e-14% | 4.272e-14% | -7.712e-14% | 7.56e-14% | -5.192e-14% | 1.438e-14% | -4.765e-14% | -7.757e-14% | 1.207e-14% | -1.001e-13% | -1.134e-14% | 1.219e-14% | 4.79e-14% | 2.67e-14% | 8.882e-14% | 2.742e-14% | -1.081e-13% | -6.798e-15% | -7.79e-15% | 0.3026% | 1.333% | 2.925% | 4.934% | 7.24% | 9.742% | 12.38% | 15.07% | 17.79% | 20.49% | 23.14%
| 88 | -6.505e-15% | -3.436e-14% | 9.598e-14% | -4.749e-14% | 1.231e-15% | 3.082e-14% | -3.209e-14% | -3.059e-14% | -3.678e-14% | -7.018e-14% | 4.272e-14% | -7.712e-14% | 7.56e-14% | -5.192e-14% | 1.438e-14% | -4.765e-14% | -7.757e-14% | 1.207e-14% | -1.001e-13% | -1.134e-14% | 1.219e-14% | 4.79e-14% | 2.67e-14% | 8.882e-14% | 2.742e-14% | -1.081e-13% | -6.798e-15% | -7.79e-15% | 0.1399% | 0.9769% | 2.416% | 4.304% | 6.517% | 8.948% | 11.53% | 14.19% | 16.89% | 19.58% | 22.23%
| 89 | -6.505e-15% | -3.436e-14% | 9.598e-14% | -4.749e-14% | 1.231e-15% | 3.082e-14% | -3.209e-14% | -3.059e-14% | -3.678e-14% | -7.018e-14% | 4.272e-14% | -7.712e-14% | 7.56e-14% | -5.192e-14% | 1.438e-14% | -4.765e-14% | -7.757e-14% | 1.207e-14% | -1.001e-13% | -1.134e-14% | 1.219e-14% | 4.79e-14% | 2.67e-14% | 8.882e-14% | 2.742e-14% | -1.081e-13% | -6.798e-15% | -7.79e-15% | 0.04003% | 0.6762% | 1.955% | 3.717% | 5.832% | 8.189% | 10.72% | 13.34% | 16.01% | 18.68% | 21.33%
| 90 | -6.505e-15% | -3.436e-14% | 9.598e-14% | -4.749e-14% | 1.231e-15% | 3.082e-14% | -3.209e-14% | -3.059e-14% | -3.678e-14% | -7.018e-14% | 4.272e-14% | -7.712e-14% | 7.56e-14% | -5.192e-14% | 1.438e-14% | -4.765e-14% | -7.757e-14% | 1.207e-14% | -1.001e-13% | -1.134e-14% | 1.219e-14% | 4.79e-14% | 2.67e-14% | 8.882e-14% | 2.742e-14% | -1.081e-13% | -6.798e-15% | -7.79e-15% | 0.002881% | 0.4307% | 1.543% | 3.173% | 5.185% | 7.463% | 9.932% | 12.51% | 15.15% | 17.81% | 20.44%
| 91 | -6.505e-15% | -3.436e-14% | 9.598e-14% | -4.749e-14% | 1.231e-15% | 3.082e-14% | -3.209e-14% | -3.059e-14% | -3.678e-14% | -7.018e-14% | 4.272e-14% | -7.712e-14% | 7.56e-14% | -5.192e-14% | 1.438e-14% | -4.765e-14% | -7.757e-14% | 1.207e-14% | -1.001e-13% | -1.134e-14% | 1.219e-14% | 4.79e-14% | 2.67e-14% | 8.882e-14% | 2.742e-14% | -1.081e-13% | -6.798e-15% | -7.79e-15% | 1.175e-13% | 0.2405% | 1.18% | 2.672% | 4.576% | 6.771% | 9.177% | 11.71% | 14.32% | 16.96% | 19.58%
| 92 | -6.505e-15% | -3.436e-14% | 9.598e-14% | -4.749e-14% | 1.231e-15% | 3.082e-14% | -3.209e-14% | -3.059e-14% | -3.678e-14% | -7.018e-14% | 4.272e-14% | -7.712e-14% | 7.56e-14% | -5.192e-14% | 1.438e-14% | -4.765e-14% | -7.757e-14% | 1.207e-14% | -1.001e-13% | -1.134e-14% | 1.219e-14% | 4.79e-14% | 2.67e-14% | 8.882e-14% | 2.742e-14% | -1.081e-13% | -6.798e-15% | -7.79e-15% | 1.175e-13% | 0.1056% | 0.865% | 2.214% | 4.006% | 6.113% | 8.452% | 10.94% | 13.51% | 16.13% | 18.74%
| 93 | -6.505e-15% | -3.436e-14% | 9.598e-14% | -4.749e-14% | 1.231e-15% | 3.082e-14% | -3.209e-14% | -3.059e-14% | -3.678e-14% | -7.018e-14% | 4.272e-14% | -7.712e-14% | 7.56e-14% | -5.192e-14% | 1.438e-14% | -4.765e-14% | -7.757e-14% | 1.207e-14% | -1.001e-13% | -1.134e-14% | 1.219e-14% | 4.79e-14% | 2.67e-14% | 8.882e-14% | 2.742e-14% | -1.081e-13% | -6.798e-15% | -7.79e-15% | 1.175e-13% | 0.026% | 0.5992% | 1.8% | 3.473% | 5.488% | 7.757% | 10.19% | 12.73% | 15.32% | 17.91%
| 94 | -6.505e-15% | -3.436e-14% | 9.598e-14% | -4.749e-14% | 1.231e-15% | 3.082e-14% | -3.209e-14% | -3.059e-14% | -3.678e-14% | -7.018e-14% | 4.272e-14% | -7.712e-14% | 7.56e-14% | -5.192e-14% | 1.438e-14% | -4.765e-14% | -7.757e-14% | 1.207e-14% | -1.001e-13% | -1.134e-14% | 1.219e-14% | 4.79e-14% | 2.67e-14% | 8.882e-14% | 2.742e-14% | -1.081e-13% | -6.798e-15% | -7.79e-15% | 1.175e-13% | -1.665e-14% | 0.3821% | 1.428% | 2.978% | 4.897% | 7.091% | 9.47% | 11.97% | 14.53% | 17.11%
| 95 | -6.505e-15% | -3.436e-14% | 9.598e-14% | -4.749e-14% | 1.231e-15% | 3.082e-14% | -3.209e-14% | -3.059e-14% | -3.678e-14% | -7.018e-14% | 4.272e-14% | -7.712e-14% | 7.56e-14% | -5.192e-14% | 1.438e-14% | -4.765e-14% | -7.757e-14% | 1.207e-14% | -1.001e-13% | -1.134e-14% | 1.219e-14% | 4.79e-14% | 2.67e-14% | 8.882e-14% | 2.742e-14% | -1.081e-13% | -6.798e-15% | -7.79e-15% | 1.175e-13% | -1.665e-14% | 0.2138% | 1.099% | 2.522% | 4.34% | 6.456% | 8.775% | 11.23% | 13.76% | 16.32%
| 96 | -6.505e-15% | -3.436e-14% | 9.598e-14% | -4.749e-14% | 1.231e-15% | 3.082e-14% | -3.209e-14% | -3.059e-14% | -3.678e-14% | -7.018e-14% | 4.272e-14% | -7.712e-14% | 7.56e-14% | -5.192e-14% | 1.438e-14% | -4.765e-14% | -7.757e-14% | 1.207e-14% | -1.001e-13% | -1.134e-14% | 1.219e-14% | 4.79e-14% | 2.67e-14% | 8.882e-14% | 2.742e-14% | -1.081e-13% | -6.798e-15% | -7.79e-15% | 1.175e-13% | -1.665e-14% | 0.09414% | 0.8135% | 2.103% | 3.816% | 5.85% | 8.107% | 10.51% | 13.01% | 15.55%
| 97 | -6.505e-15% | -3.436e-14% | 9.598e-14% | -4.749e-14% | 1.231e-15% | 3.082e-14% | -3.209e-14% | -3.059e-14% | -3.678e-14% | -7.018e-14% | 4.272e-14% | -7.712e-14% | 7.56e-14% | -5.192e-14% | 1.438e-14% | -4.765e-14% | -7.757e-14% | 1.207e-14% | -1.001e-13% | -1.134e-14% | 1.219e-14% | 4.79e-14% | 2.67e-14% | 8.882e-14% | 2.742e-14% | -1.081e-13% | -6.798e-15% | -7.79e-15% | 1.175e-13% | -1.665e-14% | 0.02326% | 0.5709% | 1.723% | 3.326% | 5.274% | 7.465% | 9.821% | 12.28% | 14.8%
| 98 | -6.505e-15% | -3.436e-14% | 9.598e-14% | -4.749e-14% | 1.231e-15% | 3.082e-14% | -3.209e-14% | -3.059e-14% | -3.678e-14% | -7.018e-14% | 4.272e-14% | -7.712e-14% | 7.56e-14% | -5.192e-14% | 1.438e-14% | -4.765e-14% | -7.757e-14% | 1.207e-14% | -1.001e-13% | -1.134e-14% | 1.219e-14% | 4.79e-14% | 2.67e-14% | 8.882e-14% | 2.742e-14% | -1.081e-13% | -6.798e-15% | -7.79e-15% | 1.175e-13% | -1.665e-14% | 2.783e-14% | 0.3712% | 1.38% | 2.87% | 4.728% | 6.85% | 9.153% | 11.58% | 14.06%
| 99 | -6.505e-15% | -3.436e-14% | 9.598e-14% | -4.749e-14% | 1.231e-15% | 3.082e-14% | -3.209e-14% | -3.059e-14% | -3.678e-14% | -7.018e-14% | 4.272e-14% | -7.712e-14% | 7.56e-14% | -5.192e-14% | 1.438e-14% | -4.765e-14% | -7.757e-14% | 1.207e-14% | -1.001e-13% | -1.134e-14% | 1.219e-14% | 4.79e-14% | 2.67e-14% | 8.882e-14% | 2.742e-14% | -1.081e-13% | -6.798e-15% | -7.79e-15% | 1.175e-13% | -1.665e-14% | 2.783e-14% | 0.2146% | 1.076% | 2.447% | 4.212% | 6.261% | 8.509% | 10.89% | 13.35%
| 100 | -6.505e-15% | -3.436e-14% | 9.598e-14% | -4.749e-14% | 1.231e-15% | 3.082e-14% | -3.209e-14% | -3.059e-14% | -3.678e-14% | -7.018e-14% | 4.272e-14% | -7.712e-14% | 7.56e-14% | -5.192e-14% | 1.438e-14% | -4.765e-14% | -7.757e-14% | 1.207e-14% | -1.001e-13% | -1.134e-14% | 1.219e-14% | 4.79e-14% | 2.67e-14% | 8.882e-14% | 2.742e-14% | -1.081e-13% | -6.798e-15% | -7.79e-15% | 1.175e-13% | -1.665e-14% | 2.783e-14% | 0.1011% | 0.8092% | 2.058% | 3.726% | 5.699% | 7.888% | 10.23% | 12.65%
| 101 | -6.505e-15% | -3.436e-14% | 9.598e-14% | -4.749e-14% | 1.231e-15% | 3.082e-14% | -3.209e-14% | -3.059e-14% | -3.678e-14% | -7.018e-14% | 4.272e-14% | -7.712e-14% | 7.56e-14% | -5.192e-14% | 1.438e-14% | -4.765e-14% | -7.757e-14% | 1.207e-14% | -1.001e-13% | -1.134e-14% | 1.219e-14% | 4.79e-14% | 2.67e-14% | 8.882e-14% | 2.742e-14% | -1.081e-13% | -6.798e-15% | -7.79e-15% | 1.175e-13% | -1.665e-14% | 2.783e-14% | 0.03052% | 0.5808% | 1.703% | 3.27% | 5.163% | 7.291% | 9.584% | 11.98%
| 102 | -6.505e-15% | -3.436e-14% | 9.598e-14% | -4.749e-14% | 1.231e-15% | 3.082e-14% | -3.209e-14% | -3.059e-14% | -3.678e-14% | -7.018e-14% | 4.272e-14% | -7.712e-14% | 7.56e-14% | -5.192e-14% | 1.438e-14% | -4.765e-14% | -7.757e-14% | 1.207e-14% | -1.001e-13% | -1.134e-14% | 1.219e-14% | 4.79e-14% | 2.67e-14% | 8.882e-14% | 2.742e-14% | -1.081e-13% | -6.798e-15% | -7.79e-15% | 1.175e-13% | -1.665e-14% | 2.783e-14% | 0.003% | 0.3905% | 1.381% | 2.843% | 4.653% | 6.717% | 8.962% | 11.32%
| 103 | -6.505e-15% | -3.436e-14% | 9.598e-14% | -4.749e-14% | 1.231e-15% | 3.082e-14% | -3.209e-14% | -3.059e-14% | -3.678e-14% | -7.018e-14% | 4.272e-14% | -7.712e-14% | 7.56e-14% | -5.192e-14% | 1.438e-14% | -4.765e-14% | -7.757e-14% | 1.207e-14% | -1.001e-13% | -1.134e-14% | 1.219e-14% | 4.79e-14% | 2.67e-14% | 8.882e-14% | 2.742e-14% | -1.081e-13% | -6.798e-15% | -7.79e-15% | 1.175e-13% | -1.665e-14% | 2.783e-14% | 1.458e-14% | 0.2382% | 1.093% | 2.446% | 4.17% | 6.167% | 8.36% | 10.68%
| 104 | -6.505e-15% | -3.436e-14% | 9.598e-14% | -4.749e-14% | 1.231e-15% | 3.082e-14% | -3.209e-14% | -3.059e-14% | -3.678e-14% | -7.018e-14% | 4.272e-14% | -7.712e-14% | 7.56e-14% | -5.192e-14% | 1.438e-14% | -4.765e-14% | -7.757e-14% | 1.207e-14% | -1.001e-13% | -1.134e-14% | 1.219e-14% | 4.79e-14% | 2.67e-14% | 8.882e-14% | 2.742e-14% | -1.081e-13% | -6.798e-15% | -7.79e-15% | 1.175e-13% | -1.665e-14% | 2.783e-14% | 1.458e-14% | 0.1239% | 0.8385% | 2.079% | 3.714% | 5.64% | 7.78% | 10.06%
| 105 | -6.505e-15% | -3.436e-14% | 9.598e-14% | -4.749e-14% | 1.231e-15% | 3.082e-14% | -3.209e-14% | -3.059e-14% | -3.678e-14% | -7.018e-14% | 4.272e-14% | -7.712e-14% | 7.56e-14% | -5.192e-14% | 1.438e-14% | -4.765e-14% | -7.757e-14% | 1.207e-14% | -1.001e-13% | -1.134e-14% | 1.219e-14% | 4.79e-14% | 2.67e-14% | 8.882e-14% | 2.742e-14% | -1.081e-13% | -6.798e-15% | -7.79e-15% | 1.175e-13% | -1.665e-14% | 2.783e-14% | 1.458e-14% | 0.04774% | 0.6178% | 1.742% | 3.284% | 5.137% | 7.22% | 9.457%
| 106 | -6.505e-15% | -3.436e-14% | 9.598e-14% | -4.749e-14% | 1.231e-15% | 3.082e-14% | -3.209e-14% | -3.059e-14% | -3.678e-14% | -7.018e-14% | 4.272e-14% | -7.712e-14% | 7.56e-14% | -5.192e-14% | 1.438e-14% | -4.765e-14% | -7.757e-14% | 1.207e-14% | -1.001e-13% | -1.134e-14% | 1.219e-14% | 4.79e-14% | 2.67e-14% | 8.882e-14% | 2.742e-14% | -1.081e-13% | -6.798e-15% | -7.79e-15% | 1.175e-13% | -1.665e-14% | 2.783e-14% | 1.458e-14% | 0.009573% | 0.4308% | 1.435% | 2.88% | 4.658% | 6.681% | 8.873%
| 107 | -6.505e-15% | -3.436e-14% | 9.598e-14% | -4.749e-14% | 1.231e-15% | 3.082e-14% | -3.209e-14% | -3.059e-14% | -3.678e-14% | -7.018e-14% | 4.272e-14% | -7.712e-14% | 7.56e-14% | -5.192e-14% | 1.438e-14% | -4.765e-14% | -7.757e-14% | 1.207e-14% | -1.001e-13% | -1.134e-14% | 1.219e-14% | 4.79e-14% | 2.67e-14% | 8.882e-14% | 2.742e-14% | -1.081e-13% | -6.798e-15% | -7.79e-15% | 1.175e-13% | -1.665e-14% | 2.783e-14% | 1.458e-14% | 1.302e-13% | 0.2775% | 1.157% | 2.503% | 4.202% | 6.163% | 8.308%
| 108 | -6.505e-15% | -3.436e-14% | 9.598e-14% | -4.749e-14% | 1.231e-15% | 3.082e-14% | -3.209e-14% | -3.059e-14% | -3.678e-14% | -7.018e-14% | 4.272e-14% | -7.712e-14% | 7.56e-14% | -5.192e-14% | 1.438e-14% | -4.765e-14% | -7.757e-14% | 1.207e-14% | -1.001e-13% | -1.134e-14% | 1.219e-14% | 4.79e-14% | 2.67e-14% | 8.882e-14% | 2.742e-14% | -1.081e-13% | -6.798e-15% | -7.79e-15% | 1.175e-13% | -1.665e-14% | 2.783e-14% | 1.458e-14% | 1.302e-13% | 0.1578% | 0.9097% | 2.153% | 3.769% | 5.666% | 7.762%
| 109 | -6.505e-15% | -3.436e-14% | 9.598e-14% | -4.749e-14% | 1.231e-15% | 3.082e-14% | -3.209e-14% | -3.059e-14% | -3.678e-14% | -7.018e-14% | 4.272e-14% | -7.712e-14% | 7.56e-14% | -5.192e-14% | 1.438e-14% | -4.765e-14% | -7.757e-14% | 1.207e-14% | -1.001e-13% | -1.134e-14% | 1.219e-14% | 4.79e-14% | 2.67e-14% | 8.882e-14% | 2.742e-14% | -1.081e-13% | -6.798e-15% | -7.79e-15% | 1.175e-13% | -1.665e-14% | 2.783e-14% | 1.458e-14% | 1.302e-13% | 0.07185% | 0.6919% | 1.828% | 3.36% | 5.19% | 7.234%
| 110 | -6.505e-15% | -3.436e-14% | 9.598e-14% | -4.749e-14% | 1.231e-15% | 3.082e-14% | -3.209e-14% | -3.059e-14% | -3.678e-14% | -7.018e-14% | 4.272e-14% | -7.712e-14% | 7.56e-14% | -5.192e-14% | 1.438e-14% | -4.765e-14% | -7.757e-14% | 1.207e-14% | -1.001e-13% | -1.134e-14% | 1.219e-14% | 4.79e-14% | 2.67e-14% | 8.882e-14% | 2.742e-14% | -1.081e-13% | -6.798e-15% | -7.79e-15% | 1.175e-13% | -1.665e-14% | 2.783e-14% | 1.458e-14% | 1.302e-13% | 0.01954% | 0.504% | 1.531% | 2.974% | 4.735% | 6.725%
| 111 | -6.505e-15% | -3.436e-14% | 9.598e-14% | -4.749e-14% | 1.231e-15% | 3.082e-14% | -3.209e-14% | -3.059e-14% | -3.678e-14% | -7.018e-14% | 4.272e-14% | -7.712e-14% | 7.56e-14% | -5.192e-14% | 1.438e-14% | -4.765e-14% | -7.757e-14% | 1.207e-14% | -1.001e-13% | -1.134e-14% | 1.219e-14% | 4.79e-14% | 2.67e-14% | 8.882e-14% | 2.742e-14% | -1.081e-13% | -6.798e-15% | -7.79e-15% | 1.175e-13% | -1.665e-14% | 2.783e-14% | 1.458e-14% | 1.302e-13% | 0.0009017% | 0.3459% | 1.26% | 2.612% | 4.301% | 6.234%
| 112 | -6.505e-15% | -3.436e-14% | 9.598e-14% | -4.749e-14% | 1.231e-15% | 3.082e-14% | -3.209e-14% | -3.059e-14% | -3.678e-14% | -7.018e-14% | 4.272e-14% | -7.712e-14% | 7.56e-14% | -5.192e-14% | 1.438e-14% | -4.765e-14% | -7.757e-14% | 1.207e-14% | -1.001e-13% | -1.134e-14% | 1.219e-14% | 4.79e-14% | 2.67e-14% | 8.882e-14% | 2.742e-14% | -1.081e-13% | -6.798e-15% | -7.79e-15% | 1.175e-13% | -1.665e-14% | 2.783e-14% | 1.458e-14% | 1.302e-13% | 6.962e-15% | 0.2176% | 1.015% | 2.273% | 3.887% | 5.762%
| 113 | -6.505e-15% | -3.436e-14% | 9.598e-14% | -4.749e-14% | 1.231e-15% | 3.082e-14% | -3.209e-14% | -3.059e-14% | -3.678e-14% | -7.018e-14% | 4.272e-14% | -7.712e-14% | 7.56e-14% | -5.192e-14% | 1.438e-14% | -4.765e-14% | -7.757e-14% | 1.207e-14% | -1.001e-13% | -1.134e-14% | 1.219e-14% | 4.79e-14% | 2.67e-14% | 8.882e-14% | 2.742e-14% | -1.081e-13% | -6.798e-15% | -7.79e-15% | 1.175e-13% | -1.665e-14% | 2.783e-14% | 1.458e-14% | 1.302e-13% | 6.962e-15% | 0.1192% | 0.7966% | 1.958% | 3.495% | 5.308%
| 114 | -6.505e-15% | -3.436e-14% | 9.598e-14% | -4.749e-14% | 1.231e-15% | 3.082e-14% | -3.209e-14% | -3.059e-14% | -3.678e-14% | -7.018e-14% | 4.272e-14% | -7.712e-14% | 7.56e-14% | -5.192e-14% | 1.438e-14% | -4.765e-14% | -7.757e-14% | 1.207e-14% | -1.001e-13% | -1.134e-14% | 1.219e-14% | 4.79e-14% | 2.67e-14% | 8.882e-14% | 2.742e-14% | -1.081e-13% | -6.798e-15% | -7.79e-15% | 1.175e-13% | -1.665e-14% | 2.783e-14% | 1.458e-14% | 1.302e-13% | 6.962e-15% | 0.05065% | 0.6048% | 1.667% | 3.123% | 4.873%
| 115 | -6.505e-15% | -3.436e-14% | 9.598e-14% | -4.749e-14% | 1.231e-15% | 3.082e-14% | -3.209e-14% | -3.059e-14% | -3.678e-14% | -7.018e-14% | 4.272e-14% | -7.712e-14% | 7.56e-14% | -5.192e-14% | 1.438e-14% | -4.765e-14% | -7.757e-14% | 1.207e-14% | -1.001e-13% | -1.134e-14% | 1.219e-14% | 4.79e-14% | 2.67e-14% | 8.882e-14% | 2.742e-14% | -1.081e-13% | -6.798e-15% | -7.79e-15% | 1.175e-13% | -1.665e-14% | 2.783e-14% | 1.458e-14% | 1.302e-13% | 6.962e-15% | 0.01191% | 0.4394% | 1.399% | 2.773% | 4.457%
| 116 | -6.505e-15% | -3.436e-14% | 9.598e-14% | -4.749e-14% | 1.231e-15% | 3.082e-14% | -3.209e-14% | -3.059e-14% | -3.678e-14% | -7.018e-14% | 4.272e-14% | -7.712e-14% | 7.56e-14% | -5.192e-14% | 1.438e-14% | -4.765e-14% | -7.757e-14% | 1.207e-14% | -1.001e-13% | -1.134e-14% | 1.219e-14% | 4.79e-14% | 2.67e-14% | 8.882e-14% | 2.742e-14% | -1.081e-13% | -6.798e-15% | -7.79e-15% | 1.175e-13% | -1.665e-14% | 2.783e-14% | 1.458e-14% | 1.302e-13% | 6.962e-15% | 1.835e-13% | 0.3006% | 1.154% | 2.443% | 4.059%
| 117 | -6.505e-15% | -3.436e-14% | 9.598e-14% | -4.749e-14% | 1.231e-15% | 3.082e-14% | -3.209e-14% | -3.059e-14% | -3.678e-14% | -7.018e-14% | 4.272e-14% | -7.712e-14% | 7.56e-14% | -5.192e-14% | 1.438e-14% | -4.765e-14% | -7.757e-14% | 1.207e-14% | -1.001e-13% | -1.134e-14% | 1.219e-14% | 4.79e-14% | 2.67e-14% | 8.882e-14% | 2.742e-14% | -1.081e-13% | -6.798e-15% | -7.79e-15% | 1.175e-13% | -1.665e-14% | 2.783e-14% | 1.458e-14% | 1.302e-13% | 6.962e-15% | 1.835e-13% | 0.1882% | 0.9329% | 2.134% | 3.68%
| 118 | -6.505e-15% | -3.436e-14% | 9.598e-14% | -4.749e-14% | 1.231e-15% | 3.082e-14% | -3.209e-14% | -3.059e-14% | -3.678e-14% | -7.018e-14% | 4.272e-14% | -7.712e-14% | 7.56e-14% | -5.192e-14% | 1.438e-14% | -4.765e-14% | -7.757e-14% | 1.207e-14% | -1.001e-13% | -1.134e-14% | 1.219e-14% | 4.79e-14% | 2.67e-14% | 8.882e-14% | 2.742e-14% | -1.081e-13% | -6.798e-15% | -7.79e-15% | 1.175e-13% | -1.665e-14% | 2.783e-14% | 1.458e-14% | 1.302e-13% | 6.962e-15% | 1.835e-13% | 0.1023% | 0.7354% | 1.846% | 3.319%
| 119 | -6.505e-15% | -3.436e-14% | 9.598e-14% | -4.749e-14% | 1.231e-15% | 3.082e-14% | -3.209e-14% | -3.059e-14% | -3.678e-14% | -7.018e-14% | 4.272e-14% | -7.712e-14% | 7.56e-14% | -5.192e-14% | 1.438e-14% | -4.765e-14% | -7.757e-14% | 1.207e-14% | -1.001e-13% | -1.134e-14% | 1.219e-14% | 4.79e-14% | 2.67e-14% | 8.882e-14% | 2.742e-14% | -1.081e-13% | -6.798e-15% | -7.79e-15% | 1.175e-13% | -1.665e-14% | 2.783e-14% | 1.458e-14% | 1.302e-13% | 6.962e-15% | 1.835e-13% | 0.04284% | 0.5613% | 1.579% | 2.977%
| 120 | -6.505e-15% | -3.436e-14% | 9.598e-14% | -4.749e-14% | 1.231e-15% | 3.082e-14% | -3.209e-14% | -3.059e-14% | -3.678e-14% | -7.018e-14% | 4.272e-14% | -7.712e-14% | 7.56e-14% | -5.192e-14% | 1.438e-14% | -4.765e-14% | -7.757e-14% | 1.207e-14% | -1.001e-13% | -1.134e-14% | 1.219e-14% | 4.79e-14% | 2.67e-14% | 8.882e-14% | 2.742e-14% | -1.081e-13% | -6.798e-15% | -7.79e-15% | 1.175e-13% | -1.665e-14% | 2.783e-14% | 1.458e-14% | 1.302e-13% | 6.962e-15% | 1.835e-13% | 0.009869% | 0.4108% | 1.332% | 2.654%
| 121 | -6.505e-15% | -3.436e-14% | 9.598e-14% | -4.749e-14% | 1.231e-15% | 3.082e-14% | -3.209e-14% | -3.059e-14% | -3.678e-14% | -7.018e-14% | 4.272e-14% | -7.712e-14% | 7.56e-14% | -5.192e-14% | 1.438e-14% | -4.765e-14% | -7.757e-14% | 1.207e-14% | -1.001e-13% | -1.134e-14% | 1.219e-14% | 4.79e-14% | 2.67e-14% | 8.882e-14% | 2.742e-14% | -1.081e-13% | -6.798e-15% | -7.79e-15% | 1.175e-13% | -1.665e-14% | 2.783e-14% | 1.458e-14% | 1.302e-13% | 6.962e-15% | 1.835e-13% | 1.312e-13% | 0.2837% | 1.107% | 2.349%
| 122 | -6.505e-15% | -3.436e-14% | 9.598e-14% | -4.749e-14% | 1.231e-15% | 3.082e-14% | -3.209e-14% | -3.059e-14% | -3.678e-14% | -7.018e-14% | 4.272e-14% | -7.712e-14% | 7.56e-14% | -5.192e-14% | 1.438e-14% | -4.765e-14% | -7.757e-14% | 1.207e-14% | -1.001e-13% | -1.134e-14% | 1.219e-14% | 4.79e-14% | 2.67e-14% | 8.882e-14% | 2.742e-14% | -1.081e-13% | -6.798e-15% | -7.79e-15% | 1.175e-13% | -1.665e-14% | 2.783e-14% | 1.458e-14% | 1.302e-13% | 6.962e-15% | 1.835e-13% | 1.312e-13% | 0.1802% | 0.9026% | 2.063%
| 123 | -6.505e-15% | -3.436e-14% | 9.598e-14% | -4.749e-14% | 1.231e-15% | 3.082e-14% | -3.209e-14% | -3.059e-14% | -3.678e-14% | -7.018e-14% | 4.272e-14% | -7.712e-14% | 7.56e-14% | -5.192e-14% | 1.438e-14% | -4.765e-14% | -7.757e-14% | 1.207e-14% | -1.001e-13% | -1.134e-14% | 1.219e-14% | 4.79e-14% | 2.67e-14% | 8.882e-14% | 2.742e-14% | -1.081e-13% | -6.798e-15% | -7.79e-15% | 1.175e-13% | -1.665e-14% | 2.783e-14% | 1.458e-14% | 1.302e-13% | 6.962e-15% | 1.835e-13% | 1.312e-13% | 0.1002% | 0.7191% | 1.795%
| 124 | -6.505e-15% | -3.436e-14% | 9.598e-14% | -4.749e-14% | 1.231e-15% | 3.082e-14% | -3.209e-14% | -3.059e-14% | -3.678e-14% | -7.018e-14% | 4.272e-14% | -7.712e-14% | 7.56e-14% | -5.192e-14% | 1.438e-14% | -4.765e-14% | -7.757e-14% | 1.207e-14% | -1.001e-13% | -1.134e-14% | 1.219e-14% | 4.79e-14% | 2.67e-14% | 8.882e-14% | 2.742e-14% | -1.081e-13% | -6.798e-15% | -7.79e-15% | 1.175e-13% | -1.665e-14% | 2.783e-14% | 1.458e-14% | 1.302e-13% | 6.962e-15% | 1.835e-13% | 1.312e-13% | 0.04364% | 0.5564% | 1.546%
| 125 | -6.505e-15% | -3.436e-14% | 9.598e-14% | -4.749e-14% | 1.231e-15% | 3.082e-14% | -3.209e-14% | -3.059e-14% | -3.678e-14% | -7.018e-14% | 4.272e-14% | -7.712e-14% | 7.56e-14% | -5.192e-14% | 1.438e-14% | -4.765e-14% | -7.757e-14% | 1.207e-14% | -1.001e-13% | -1.134e-14% | 1.219e-14% | 4.79e-14% | 2.67e-14% | 8.882e-14% | 2.742e-14% | -1.081e-13% | -6.798e-15% | -7.79e-15% | 1.175e-13% | -1.665e-14% | 2.783e-14% | 1.458e-14% | 1.302e-13% | 6.962e-15% | 1.835e-13% | 1.312e-13% | 0.01063% | 0.4147% | 1.316%
| 126 | -6.505e-15% | -3.436e-14% | 9.598e-14% | -4.749e-14% | 1.231e-15% | 3.082e-14% | -3.209e-14% | -3.059e-14% | -3.678e-14% | -7.018e-14% | 4.272e-14% | -7.712e-14% | 7.56e-14% | -5.192e-14% | 1.438e-14% | -4.765e-14% | -7.757e-14% | 1.207e-14% | -1.001e-13% | -1.134e-14% | 1.219e-14% | 4.79e-14% | 2.67e-14% | 8.882e-14% | 2.742e-14% | -1.081e-13% | -6.798e-15% | -7.79e-15% | 1.175e-13% | -1.665e-14% | 2.783e-14% | 1.458e-14% | 1.302e-13% | 6.962e-15% | 1.835e-13% | 1.312e-13% | -1.194e-13% | 0.2938% | 1.104%
| 127 | -6.505e-15% | -3.436e-14% | 9.598e-14% | -4.749e-14% | 1.231e-15% | 3.082e-14% | -3.209e-14% | -3.059e-14% | -3.678e-14% | -7.018e-14% | 4.272e-14% | -7.712e-14% | 7.56e-14% | -5.192e-14% | 1.438e-14% | -4.765e-14% | -7.757e-14% | 1.207e-14% | -1.001e-13% | -1.134e-14% | 1.219e-14% | 4.79e-14% | 2.67e-14% | 8.882e-14% | 2.742e-14% | -1.081e-13% | -6.798e-15% | -7.79e-15% | 1.175e-13% | -1.665e-14% | 2.783e-14% | 1.458e-14% | 1.302e-13% | 6.962e-15% | 1.835e-13% | 1.312e-13% | -1.194e-13% | 0.1938% | 0.9107%
| 128 | -6.505e-15% | -3.436e-14% | 9.598e-14% | -4.749e-14% | 1.231e-15% | 3.082e-14% | -3.209e-14% | -3.059e-14% | -3.678e-14% | -7.018e-14% | 4.272e-14% | -7.712e-14% | 7.56e-14% | -5.192e-14% | 1.438e-14% | -4.765e-14% | -7.757e-14% | 1.207e-14% | -1.001e-13% | -1.134e-14% | 1.219e-14% | 4.79e-14% | 2.67e-14% | 8.882e-14% | 2.742e-14% | -1.081e-13% | -6.798e-15% | -7.79e-15% | 1.175e-13% | -1.665e-14% | 2.783e-14% | 1.458e-14% | 1.302e-13% | 6.962e-15% | 1.835e-13% | 1.312e-13% | -1.194e-13% | 0.1148% | 0.7361%
| 129 | -6.505e-15% | -3.436e-14% | 9.598e-14% | -4.749e-14% | 1.231e-15% | 3.082e-14% | -3.209e-14% | -3.059e-14% | -3.678e-14% | -7.018e-14% | 4.272e-14% | -7.712e-14% | 7.56e-14% | -5.192e-14% | 1.438e-14% | -4.765e-14% | -7.757e-14% | 1.207e-14% | -1.001e-13% | -1.134e-14% | 1.219e-14% | 4.79e-14% | 2.67e-14% | 8.882e-14% | 2.742e-14% | -1.081e-13% | -6.798e-15% | -7.79e-15% | 1.175e-13% | -1.665e-14% | 2.783e-14% | 1.458e-14% | 1.302e-13% | 6.962e-15% | 1.835e-13% | 1.312e-13% | -1.194e-13% | 0.05661% | 0.58%
| 130 | -6.505e-15% | -3.436e-14% | 9.598e-14% | -4.749e-14% | 1.231e-15% | 3.082e-14% | -3.209e-14% | -3.059e-14% | -3.678e-14% | -7.018e-14% | 4.272e-14% | -7.712e-14% | 7.56e-14% | -5.192e-14% | 1.438e-14% | -4.765e-14% | -7.757e-14% | 1.207e-14% | -1.001e-13% | -1.134e-14% | 1.219e-14% | 4.79e-14% | 2.67e-14% | 8.882e-14% | 2.742e-14% | -1.081e-13% | -6.798e-15% | -7.79e-15% | 1.175e-13% | -1.665e-14% | 2.783e-14% | 1.458e-14% | 1.302e-13% | 6.962e-15% | 1.835e-13% | 1.312e-13% | -1.194e-13% | 0.01934% | 0.4426%
| 131 | -6.505e-15% | -3.436e-14% | 9.598e-14% | -4.749e-14% | 1.231e-15% | 3.082e-14% | -3.209e-14% | -3.059e-14% | -3.678e-14% | -7.018e-14% | 4.272e-14% | -7.712e-14% | 7.56e-14% | -5.192e-14% | 1.438e-14% | -4.765e-14% | -7.757e-14% | 1.207e-14% | -1.001e-13% | -1.134e-14% | 1.219e-14% | 4.79e-14% | 2.67e-14% | 8.882e-14% | 2.742e-14% | -1.081e-13% | -6.798e-15% | -7.79e-15% | 1.175e-13% | -1.665e-14% | 2.783e-14% | 1.458e-14% | 1.302e-13% | 6.962e-15% | 1.835e-13% | 1.312e-13% | -1.194e-13% | 0.002963% | 0.3237%
| 132 | -6.505e-15% | -3.436e-14% | 9.598e-14% | -4.749e-14% | 1.231e-15% | 3.082e-14% | -3.209e-14% | -3.059e-14% | -3.678e-14% | -7.018e-14% | 4.272e-14% | -7.712e-14% | 7.56e-14% | -5.192e-14% | 1.438e-14% | -4.765e-14% | -7.757e-14% | 1.207e-14% | -1.001e-13% | -1.134e-14% | 1.219e-14% | 4.79e-14% | 2.67e-14% | 8.882e-14% | 2.742e-14% | -1.081e-13% | -6.798e-15% | -7.79e-15% | 1.175e-13% | -1.665e-14% | 2.783e-14% | 1.458e-14% | 1.302e-13% | 6.962e-15% | 1.835e-13% | 1.312e-13% | -1.194e-13% | -1.181e-14% | 0.2234%
| 133 | -6.505e-15% | -3.436e-14% | 9.598e-14% | -4.749e-14% | 1.231e-15% | 3.082e-14% | -3.209e-14% | -3.059e-14% | -3.678e-14% | -7.018e-14% | 4.272e-14% | -7.712e-14% | 7.56e-14% | -5.192e-14% | 1.438e-14% | -4.765e-14% | -7.757e-14% | 1.207e-14% | -1.001e-13% | -1.134e-14% | 1.219e-14% | 4.79e-14% | 2.67e-14% | 8.882e-14% | 2.742e-14% | -1.081e-13% | -6.798e-15% | -7.79e-15% | 1.175e-13% | -1.665e-14% | 2.783e-14% | 1.458e-14% | 1.302e-13% | 6.962e-15% | 1.835e-13% | 1.312e-13% | -1.194e-13% | -1.181e-14% | 0.1418%
| 134 | -6.505e-15% | -3.436e-14% | 9.598e-14% | -4.749e-14% | 1.231e-15% | 3.082e-14% | -3.209e-14% | -3.059e-14% | -3.678e-14% | -7.018e-14% | 4.272e-14% | -7.712e-14% | 7.56e-14% | -5.192e-14% | 1.438e-14% | -4.765e-14% | -7.757e-14% | 1.207e-14% | -1.001e-13% | -1.134e-14% | 1.219e-14% | 4.79e-14% | 2.67e-14% | 8.882e-14% | 2.742e-14% | -1.081e-13% | -6.798e-15% | -7.79e-15% | 1.175e-13% | -1.665e-14% | 2.783e-14% | 1.458e-14% | 1.302e-13% | 6.962e-15% | 1.835e-13% | 1.312e-13% | -1.194e-13% | -1.181e-14% | 0.07868%
| 135 | -6.505e-15% | -3.436e-14% | 9.598e-14% | -4.749e-14% | 1.231e-15% | 3.082e-14% | -3.209e-14% | -3.059e-14% | -3.678e-14% | -7.018e-14% | 4.272e-14% | -7.712e-14% | 7.56e-14% | -5.192e-14% | 1.438e-14% | -4.765e-14% | -7.757e-14% | 1.207e-14% | -1.001e-13% | -1.134e-14% | 1.219e-14% | 4.79e-14% | 2.67e-14% | 8.882e-14% | 2.742e-14% | -1.081e-13% | -6.798e-15% | -7.79e-15% | 1.175e-13% | -1.665e-14% | 2.783e-14% | 1.458e-14% | 1.302e-13% | 6.962e-15% | 1.835e-13% | 1.312e-13% | -1.194e-13% | -1.181e-14% | 0.03419%
| 136 | -6.505e-15% | -3.436e-14% | 9.598e-14% | -4.749e-14% | 1.231e-15% | 3.082e-14% | -3.209e-14% | -3.059e-14% | -3.678e-14% | -7.018e-14% | 4.272e-14% | -7.712e-14% | 7.56e-14% | -5.192e-14% | 1.438e-14% | -4.765e-14% | -7.757e-14% | 1.207e-14% | -1.001e-13% | -1.134e-14% | 1.219e-14% | 4.79e-14% | 2.67e-14% | 8.882e-14% | 2.742e-14% | -1.081e-13% | -6.798e-15% | -7.79e-15% | 1.175e-13% | -1.665e-14% | 2.783e-14% | 1.458e-14% | 1.302e-13% | 6.962e-15% | 1.835e-13% | 1.312e-13% | -1.194e-13% | -1.181e-14% | 0.008298%
| 137 | -6.505e-15% | -3.436e-14% | 9.598e-14% | -4.749e-14% | 1.231e-15% | 3.082e-14% | -3.209e-14% | -3.059e-14% | -3.678e-14% | -7.018e-14% | 4.272e-14% | -7.712e-14% | 7.56e-14% | -5.192e-14% | 1.438e-14% | -4.765e-14% | -7.757e-14% | 1.207e-14% | -1.001e-13% | -1.134e-14% | 1.219e-14% | 4.79e-14% | 2.67e-14% | 8.882e-14% | 2.742e-14% | -1.081e-13% | -6.798e-15% | -7.79e-15% | 1.175e-13% | -1.665e-14% | 2.783e-14% | 1.458e-14% | 1.302e-13% | 6.962e-15% | 1.835e-13% | 1.312e-13% | -1.194e-13% | -1.181e-14% | 1.453e-13%
| 138 | -6.505e-15% | -3.436e-14% | 9.598e-14% | -4.749e-14% | 1.231e-15% | 3.082e-14% | -3.209e-14% | -3.059e-14% | -3.678e-14% | -7.018e-14% | 4.272e-14% | -7.712e-14% | 7.56e-14% | -5.192e-14% | 1.438e-14% | -4.765e-14% | -7.757e-14% | 1.207e-14% | -1.001e-13% | -1.134e-14% | 1.219e-14% | 4.79e-14% | 2.67e-14% | 8.882e-14% | 2.742e-14% | -1.081e-13% | -6.798e-15% | -7.79e-15% | 1.175e-13% | -1.665e-14% | 2.783e-14% | 1.458e-14% | 1.302e-13% | 6.962e-15% | 1.835e-13% | 1.312e-13% | -1.194e-13% | -1.181e-14% | 1.453e-13%
| 139 | -6.505e-15% | -3.436e-14% | 9.598e-14% | -4.749e-14% | 1.231e-15% | 3.082e-14% | -3.209e-14% | -3.059e-14% | -3.678e-14% | -7.018e-14% | 4.272e-14% | -7.712e-14% | 7.56e-14% | -5.192e-14% | 1.438e-14% | -4.765e-14% | -7.757e-14% | 1.207e-14% | -1.001e-13% | -1.134e-14% | 1.219e-14% | 4.79e-14% | 2.67e-14% | 8.882e-14% | 2.742e-14% | -1.081e-13% | -6.798e-15% | -7.79e-15% | 1.175e-13% | -1.665e-14% | 2.783e-14% | 1.458e-14% | 1.302e-13% | 6.962e-15% | 1.835e-13% | 1.312e-13% | -1.194e-13% | -1.181e-14% | 1.453e-13%
| 140 | -6.505e-15% | -3.436e-14% | 9.598e-14% | -4.749e-14% | 1.231e-15% | 3.082e-14% | -3.209e-14% | -3.059e-14% | -3.678e-14% | -7.018e-14% | 4.272e-14% | -7.712e-14% | 7.56e-14% | -5.192e-14% | 1.438e-14% | -4.765e-14% | -7.757e-14% | 1.207e-14% | -1.001e-13% | -1.134e-14% | 1.219e-14% | 4.79e-14% | 2.67e-14% | 8.882e-14% | 2.742e-14% | -1.081e-13% | -6.798e-15% | -7.79e-15% | 1.175e-13% | -1.665e-14% | 2.783e-14% | 1.458e-14% | 1.302e-13% | 6.962e-15% | 1.835e-13% | 1.312e-13% | -1.194e-13% | -1.181e-14% | 1.453e-13%
| 141 | -6.505e-15% | -3.436e-14% | 9.598e-14% | -4.749e-14% | 1.231e-15% | 3.082e-14% | -3.209e-14% | -3.059e-14% | -3.678e-14% | -7.018e-14% | 4.272e-14% | -7.712e-14% | 7.56e-14% | -5.192e-14% | 1.438e-14% | -4.765e-14% | -7.757e-14% | 1.207e-14% | -1.001e-13% | -1.134e-14% | 1.219e-14% | 4.79e-14% | 2.67e-14% | 8.882e-14% | 2.742e-14% | -1.081e-13% | -6.798e-15% | -7.79e-15% | 1.175e-13% | -1.665e-14% | 2.783e-14% | 1.458e-14% | 1.302e-13% | 6.962e-15% | 1.835e-13% | 1.312e-13% | -1.194e-13% | -1.181e-14% | 1.453e-13%
| 142 | -6.505e-15% | -3.436e-14% | 9.598e-14% | -4.749e-14% | 1.231e-15% | 3.082e-14% | -3.209e-14% | -3.059e-14% | -3.678e-14% | -7.018e-14% | 4.272e-14% | -7.712e-14% | 7.56e-14% | -5.192e-14% | 1.438e-14% | -4.765e-14% | -7.757e-14% | 1.207e-14% | -1.001e-13% | -1.134e-14% | 1.219e-14% | 4.79e-14% | 2.67e-14% | 8.882e-14% | 2.742e-14% | -1.081e-13% | -6.798e-15% | -7.79e-15% | 1.175e-13% | -1.665e-14% | 2.783e-14% | 1.458e-14% | 1.302e-13% | 6.962e-15% | 1.835e-13% | 1.312e-13% | -1.194e-13% | -1.181e-14% | 1.453e-13%
| 143 | -6.505e-15% | -3.436e-14% | 9.598e-14% | -4.749e-14% | 1.231e-15% | 3.082e-14% | -3.209e-14% | -3.059e-14% | -3.678e-14% | -7.018e-14% | 4.272e-14% | -7.712e-14% | 7.56e-14% | -5.192e-14% | 1.438e-14% | -4.765e-14% | -7.757e-14% | 1.207e-14% | -1.001e-13% | -1.134e-14% | 1.219e-14% | 4.79e-14% | 2.67e-14% | 8.882e-14% | 2.742e-14% | -1.081e-13% | -6.798e-15% | -7.79e-15% | 1.175e-13% | -1.665e-14% | 2.783e-14% | 1.458e-14% | 1.302e-13% | 6.962e-15% | 1.835e-13% | 1.312e-13% | -1.194e-13% | -1.181e-14% | 1.453e-13%
| 144 | -6.505e-15% | -3.436e-14% | 9.598e-14% | -4.749e-14% | 1.231e-15% | 3.082e-14% | -3.209e-14% | -3.059e-14% | -3.678e-14% | -7.018e-14% | 4.272e-14% | -7.712e-14% | 7.56e-14% | -5.192e-14% | 1.438e-14% | -4.765e-14% | -7.757e-14% | 1.207e-14% | -1.001e-13% | -1.134e-14% | 1.219e-14% | 4.79e-14% | 2.67e-14% | 8.882e-14% | 2.742e-14% | -1.081e-13% | -6.798e-15% | -7.79e-15% | 1.175e-13% | -1.665e-14% | 2.783e-14% | 1.458e-14% | 1.302e-13% | 6.962e-15% | 1.835e-13% | 1.312e-13% | -1.194e-13% | -1.181e-14% | 1.453e-13%
| 145 | -6.505e-15% | -3.436e-14% | 9.598e-14% | -4.749e-14% | 1.231e-15% | 3.082e-14% | -3.209e-14% | -3.059e-14% | -3.678e-14% | -7.018e-14% | 4.272e-14% | -7.712e-14% | 7.56e-14% | -5.192e-14% | 1.438e-14% | -4.765e-14% | -7.757e-14% | 1.207e-14% | -1.001e-13% | -1.134e-14% | 1.219e-14% | 4.79e-14% | 2.67e-14% | 8.882e-14% | 2.742e-14% | -1.081e-13% | -6.798e-15% | -7.79e-15% | 1.175e-13% | -1.665e-14% | 2.783e-14% | 1.458e-14% | 1.302e-13% | 6.962e-15% | 1.835e-13% | 1.312e-13% | -1.194e-13% | -1.181e-14% | 1.453e-13%
| 146 | -6.505e-15% | -3.436e-14% | 9.598e-14% | -4.749e-14% | 1.231e-15% | 3.082e-14% | -3.209e-14% | -3.059e-14% | -3.678e-14% | -7.018e-14% | 4.272e-14% | -7.712e-14% | 7.56e-14% | -5.192e-14% | 1.438e-14% | -4.765e-14% | -7.757e-14% | 1.207e-14% | -1.001e-13% | -1.134e-14% | 1.219e-14% | 4.79e-14% | 2.67e-14% | 8.882e-14% | 2.742e-14% | -1.081e-13% | -6.798e-15% | -7.79e-15% | 1.175e-13% | -1.665e-14% | 2.783e-14% | 1.458e-14% | 1.302e-13% | 6.962e-15% | 1.835e-13% | 1.312e-13% | -1.194e-13% | -1.181e-14% | 1.453e-13%
| 147 | -6.505e-15% | -3.436e-14% | 9.598e-14% | -4.749e-14% | 1.231e-15% | 3.082e-14% | -3.209e-14% | -3.059e-14% | -3.678e-14% | -7.018e-14% | 4.272e-14% | -7.712e-14% | 7.56e-14% | -5.192e-14% | 1.438e-14% | -4.765e-14% | -7.757e-14% | 1.207e-14% | -1.001e-13% | -1.134e-14% | 1.219e-14% | 4.79e-14% | 2.67e-14% | 8.882e-14% | 2.742e-14% | -1.081e-13% | -6.798e-15% | -7.79e-15% | 1.175e-13% | -1.665e-14% | 2.783e-14% | 1.458e-14% | 1.302e-13% | 6.962e-15% | 1.835e-13% | 1.312e-13% | -1.194e-13% | -1.181e-14% | 1.453e-13%
| 148 | -6.505e-15% | -3.436e-14% | 9.598e-14% | -4.749e-14% | 1.231e-15% | 3.082e-14% | -3.209e-14% | -3.059e-14% | -3.678e-14% | -7.018e-14% | 4.272e-14% | -7.712e-14% | 7.56e-14% | -5.192e-14% | 1.438e-14% | -4.765e-14% | -7.757e-14% | 1.207e-14% | -1.001e-13% | -1.134e-14% | 1.219e-14% | 4.79e-14% | 2.67e-14% | 8.882e-14% | 2.742e-14% | -1.081e-13% | -6.798e-15% | -7.79e-15% | 1.175e-13% | -1.665e-14% | 2.783e-14% | 1.458e-14% | 1.302e-13% | 6.962e-15% | 1.835e-13% | 1.312e-13% | -1.194e-13% | -1.181e-14% | 1.453e-13%
| 149 | -6.505e-15% | -3.436e-14% | 9.598e-14% | -4.749e-14% | 1.231e-15% | 3.082e-14% | -3.209e-14% | -3.059e-14% | -3.678e-14% | -7.018e-14% | 4.272e-14% | -7.712e-14% | 7.56e-14% | -5.192e-14% | 1.438e-14% | -4.765e-14% | -7.757e-14% | 1.207e-14% | -1.001e-13% | -1.134e-14% | 1.219e-14% | 4.79e-14% | 2.67e-14% | 8.882e-14% | 2.742e-14% | -1.081e-13% | -6.798e-15% | -7.79e-15% | 1.175e-13% | -1.665e-14% | 2.783e-14% | 1.458e-14% | 1.302e-13% | 6.962e-15% | 1.835e-13% | 1.312e-13% | -1.194e-13% | -1.181e-14% | 1.453e-13%
| 150 | -6.505e-15% | -3.436e-14% | 9.598e-14% | -4.749e-14% | 1.231e-15% | 3.082e-14% | -3.209e-14% | -3.059e-14% | -3.678e-14% | -7.018e-14% | 4.272e-14% | -7.712e-14% | 7.56e-14% | -5.192e-14% | 1.438e-14% | -4.765e-14% | -7.757e-14% | 1.207e-14% | -1.001e-13% | -1.134e-14% | 1.219e-14% | 4.79e-14% | 2.67e-14% | 8.882e-14% | 2.742e-14% | -1.081e-13% | -6.798e-15% | -7.79e-15% | 1.175e-13% | -1.665e-14% | 2.783e-14% | 1.458e-14% | 1.302e-13% | 6.962e-15% | 1.835e-13% | 1.312e-13% | -1.194e-13% | -1.181e-14% | 1.453e-13%
| 151 | -6.505e-15% | -3.436e-14% | 9.598e-14% | -4.749e-14% | 1.231e-15% | 3.082e-14% | -3.209e-14% | -3.059e-14% | -3.678e-14% | -7.018e-14% | 4.272e-14% | -7.712e-14% | 7.56e-14% | -5.192e-14% | 1.438e-14% | -4.765e-14% | -7.757e-14% | 1.207e-14% | -1.001e-13% | -1.134e-14% | 1.219e-14% | 4.79e-14% | 2.67e-14% | 8.882e-14% | 2.742e-14% | -1.081e-13% | -6.798e-15% | -7.79e-15% | 1.175e-13% | -1.665e-14% | 2.783e-14% | 1.458e-14% | 1.302e-13% | 6.962e-15% | 1.835e-13% | 1.312e-13% | -1.194e-13% | -1.181e-14% | 1.453e-13%
| 152 | -6.505e-15% | -3.436e-14% | 9.598e-14% | -4.749e-14% | 1.231e-15% | 3.082e-14% | -3.209e-14% | -3.059e-14% | -3.678e-14% | -7.018e-14% | 4.272e-14% | -7.712e-14% | 7.56e-14% | -5.192e-14% | 1.438e-14% | -4.765e-14% | -7.757e-14% | 1.207e-14% | -1.001e-13% | -1.134e-14% | 1.219e-14% | 4.79e-14% | 2.67e-14% | 8.882e-14% | 2.742e-14% | -1.081e-13% | -6.798e-15% | -7.79e-15% | 1.175e-13% | -1.665e-14% | 2.783e-14% | 1.458e-14% | 1.302e-13% | 6.962e-15% | 1.835e-13% | 1.312e-13% | -1.194e-13% | -1.181e-14% | 1.453e-13%
| 153 | -6.505e-15% | -3.436e-14% | 9.598e-14% | -4.749e-14% | 1.231e-15% | 3.082e-14% | -3.209e-14% | -3.059e-14% | -3.678e-14% | -7.018e-14% | 4.272e-14% | -7.712e-14% | 7.56e-14% | -5.192e-14% | 1.438e-14% | -4.765e-14% | -7.757e-14% | 1.207e-14% | -1.001e-13% | -1.134e-14% | 1.219e-14% | 4.79e-14% | 2.67e-14% | 8.882e-14% | 2.742e-14% | -1.081e-13% | -6.798e-15% | -7.79e-15% | 1.175e-13% | -1.665e-14% | 2.783e-14% | 1.458e-14% | 1.302e-13% | 6.962e-15% | 1.835e-13% | 1.312e-13% | -1.194e-13% | -1.181e-14% | 1.453e-13%
| 154 | -6.505e-15% | -3.436e-14% | 9.598e-14% | -4.749e-14% | 1.231e-15% | 3.082e-14% | -3.209e-14% | -3.059e-14% | -3.678e-14% | -7.018e-14% | 4.272e-14% | -7.712e-14% | 7.56e-14% | -5.192e-14% | 1.438e-14% | -4.765e-14% | -7.757e-14% | 1.207e-14% | -1.001e-13% | -1.134e-14% | 1.219e-14% | 4.79e-14% | 2.67e-14% | 8.882e-14% | 2.742e-14% | -1.081e-13% | -6.798e-15% | -7.79e-15% | 1.175e-13% | -1.665e-14% | 2.783e-14% | 1.458e-14% | 1.302e-13% | 6.962e-15% | 1.835e-13% | 1.312e-13% | -1.194e-13% | -1.181e-14% | 1.453e-13%
| 155 | -6.505e-15% | -3.436e-14% | 9.598e-14% | -4.749e-14% | 1.231e-15% | 3.082e-14% | -3.209e-14% | -3.059e-14% | -3.678e-14% | -7.018e-14% | 4.272e-14% | -7.712e-14% | 7.56e-14% | -5.192e-14% | 1.438e-14% | -4.765e-14% | -7.757e-14% | 1.207e-14% | -1.001e-13% | -1.134e-14% | 1.219e-14% | 4.79e-14% | 2.67e-14% | 8.882e-14% | 2.742e-14% | -1.081e-13% | -6.798e-15% | -7.79e-15% | 1.175e-13% | -1.665e-14% | 2.783e-14% | 1.458e-14% | 1.302e-13% | 6.962e-15% | 1.835e-13% | 1.312e-13% | -1.194e-13% | -1.181e-14% | 1.453e-13%
| 156 | -6.505e-15% | -3.436e-14% | 9.598e-14% | -4.749e-14% | 1.231e-15% | 3.082e-14% | -3.209e-14% | -3.059e-14% | -3.678e-14% | -7.018e-14% | 4.272e-14% | -7.712e-14% | 7.56e-14% | -5.192e-14% | 1.438e-14% | -4.765e-14% | -7.757e-14% | 1.207e-14% | -1.001e-13% | -1.134e-14% | 1.219e-14% | 4.79e-14% | 2.67e-14% | 8.882e-14% | 2.742e-14% | -1.081e-13% | -6.798e-15% | -7.79e-15% | 1.175e-13% | -1.665e-14% | 2.783e-14% | 1.458e-14% | 1.302e-13% | 6.962e-15% | 1.835e-13% | 1.312e-13% | -1.194e-13% | -1.181e-14% | 1.453e-13%
| 157 | -6.505e-15% | -3.436e-14% | 9.598e-14% | -4.749e-14% | 1.231e-15% | 3.082e-14% | -3.209e-14% | -3.059e-14% | -3.678e-14% | -7.018e-14% | 4.272e-14% | -7.712e-14% | 7.56e-14% | -5.192e-14% | 1.438e-14% | -4.765e-14% | -7.757e-14% | 1.207e-14% | -1.001e-13% | -1.134e-14% | 1.219e-14% | 4.79e-14% | 2.67e-14% | 8.882e-14% | 2.742e-14% | -1.081e-13% | -6.798e-15% | -7.79e-15% | 1.175e-13% | -1.665e-14% | 2.783e-14% | 1.458e-14% | 1.302e-13% | 6.962e-15% | 1.835e-13% | 1.312e-13% | -1.194e-13% | -1.181e-14% | 1.453e-13%
| 158 | -6.505e-15% | -3.436e-14% | 9.598e-14% | -4.749e-14% | 1.231e-15% | 3.082e-14% | -3.209e-14% | -3.059e-14% | -3.678e-14% | -7.018e-14% | 4.272e-14% | -7.712e-14% | 7.56e-14% | -5.192e-14% | 1.438e-14% | -4.765e-14% | -7.757e-14% | 1.207e-14% | -1.001e-13% | -1.134e-14% | 1.219e-14% | 4.79e-14% | 2.67e-14% | 8.882e-14% | 2.742e-14% | -1.081e-13% | -6.798e-15% | -7.79e-15% | 1.175e-13% | -1.665e-14% | 2.783e-14% | 1.458e-14% | 1.302e-13% | 6.962e-15% | 1.835e-13% | 1.312e-13% | -1.194e-13% | -1.181e-14% | 1.453e-13%
| 159 | -6.505e-15% | -3.436e-14% | 9.598e-14% | -4.749e-14% | 1.231e-15% | 3.082e-14% | -3.209e-14% | -3.059e-14% | -3.678e-14% | -7.018e-14% | 4.272e-14% | -7.712e-14% | 7.56e-14% | -5.192e-14% | 1.438e-14% | -4.765e-14% | -7.757e-14% | 1.207e-14% | -1.001e-13% | -1.134e-14% | 1.219e-14% | 4.79e-14% | 2.67e-14% | 8.882e-14% | 2.742e-14% | -1.081e-13% | -6.798e-15% | -7.79e-15% | 1.175e-13% | -1.665e-14% | 2.783e-14% | 1.458e-14% | 1.302e-13% | 6.962e-15% | 1.835e-13% | 1.312e-13% | -1.194e-13% | -1.181e-14% | 1.453e-13%
| 160 | -6.505e-15% | -3.436e-14% | 9.598e-14% | -4.749e-14% | 1.231e-15% | 3.082e-14% | -3.209e-14% | -3.059e-14% | -3.678e-14% | -7.018e-14% | 4.272e-14% | -7.712e-14% | 7.56e-14% | -5.192e-14% | 1.438e-14% | -4.765e-14% | -7.757e-14% | 1.207e-14% | -1.001e-13% | -1.134e-14% | 1.219e-14% | 4.79e-14% | 2.67e-14% | 8.882e-14% | 2.742e-14% | -1.081e-13% | -6.798e-15% | -7.79e-15% | 1.175e-13% | -1.665e-14% | 2.783e-14% | 1.458e-14% | 1.302e-13% | 6.962e-15% | 1.835e-13% | 1.312e-13% | -1.194e-13% | -1.181e-14% | 1.453e-13%
| 161 | -6.505e-15% | -3.436e-14% | 9.598e-14% | -4.749e-14% | 1.231e-15% | 3.082e-14% | -3.209e-14% | -3.059e-14% | -3.678e-14% | -7.018e-14% | 4.272e-14% | -7.712e-14% | 7.56e-14% | -5.192e-14% | 1.438e-14% | -4.765e-14% | -7.757e-14% | 1.207e-14% | -1.001e-13% | -1.134e-14% | 1.219e-14% | 4.79e-14% | 2.67e-14% | 8.882e-14% | 2.742e-14% | -1.081e-13% | -6.798e-15% | -7.79e-15% | 1.175e-13% | -1.665e-14% | 2.783e-14% | 1.458e-14% | 1.302e-13% | 6.962e-15% | 1.835e-13% | 1.312e-13% | -1.194e-13% | -1.181e-14% | 1.453e-13%
| 162 | -6.505e-15% | -3.436e-14% | 9.598e-14% | -4.749e-14% | 1.231e-15% | 3.082e-14% | -3.209e-14% | -3.059e-14% | -3.678e-14% | -7.018e-14% | 4.272e-14% | -7.712e-14% | 7.56e-14% | -5.192e-14% | 1.438e-14% | -4.765e-14% | -7.757e-14% | 1.207e-14% | -1.001e-13% | -1.134e-14% | 1.219e-14% | 4.79e-14% | 2.67e-14% | 8.882e-14% | 2.742e-14% | -1.081e-13% | -6.798e-15% | -7.79e-15% | 1.175e-13% | -1.665e-14% | 2.783e-14% | 1.458e-14% | 1.302e-13% | 6.962e-15% | 1.835e-13% | 1.312e-13% | -1.194e-13% | -1.181e-14% | 1.453e-13%
| 163 | -6.505e-15% | -3.436e-14% | 9.598e-14% | -4.749e-14% | 1.231e-15% | 3.082e-14% | -3.209e-14% | -3.059e-14% | -3.678e-14% | -7.018e-14% | 4.272e-14% | -7.712e-14% | 7.56e-14% | -5.192e-14% | 1.438e-14% | -4.765e-14% | -7.757e-14% | 1.207e-14% | -1.001e-13% | -1.134e-14% | 1.219e-14% | 4.79e-14% | 2.67e-14% | 8.882e-14% | 2.742e-14% | -1.081e-13% | -6.798e-15% | -7.79e-15% | 1.175e-13% | -1.665e-14% | 2.783e-14% | 1.458e-14% | 1.302e-13% | 6.962e-15% | 1.835e-13% | 1.312e-13% | -1.194e-13% | -1.181e-14% | 1.453e-13%
| 164 | -6.505e-15% | -3.436e-14% | 9.598e-14% | -4.749e-14% | 1.231e-15% | 3.082e-14% | -3.209e-14% | -3.059e-14% | -3.678e-14% | -7.018e-14% | 4.272e-14% | -7.712e-14% | 7.56e-14% | -5.192e-14% | 1.438e-14% | -4.765e-14% | -7.757e-14% | 1.207e-14% | -1.001e-13% | -1.134e-14% | 1.219e-14% | 4.79e-14% | 2.67e-14% | 8.882e-14% | 2.742e-14% | -1.081e-13% | -6.798e-15% | -7.79e-15% | 1.175e-13% | -1.665e-14% | 2.783e-14% | 1.458e-14% | 1.302e-13% | 6.962e-15% | 1.835e-13% | 1.312e-13% | -1.194e-13% | -1.181e-14% | 1.453e-13%
| 165 | -6.505e-15% | -3.436e-14% | 9.598e-14% | -4.749e-14% | 1.231e-15% | 3.082e-14% | -3.209e-14% | -3.059e-14% | -3.678e-14% | -7.018e-14% | 4.272e-14% | -7.712e-14% | 7.56e-14% | -5.192e-14% | 1.438e-14% | -4.765e-14% | -7.757e-14% | 1.207e-14% | -1.001e-13% | -1.134e-14% | 1.219e-14% | 4.79e-14% | 2.67e-14% | 8.882e-14% | 2.742e-14% | -1.081e-13% | -6.798e-15% | -7.79e-15% | 1.175e-13% | -1.665e-14% | 2.783e-14% | 1.458e-14% | 1.302e-13% | 6.962e-15% | 1.835e-13% | 1.312e-13% | -1.194e-13% | -1.181e-14% | 1.453e-13%
| 166 | -6.505e-15% | -3.436e-14% | 9.598e-14% | -4.749e-14% | 1.231e-15% | 3.082e-14% | -3.209e-14% | -3.059e-14% | -3.678e-14% | -7.018e-14% | 4.272e-14% | -7.712e-14% | 7.56e-14% | -5.192e-14% | 1.438e-14% | -4.765e-14% | -7.757e-14% | 1.207e-14% | -1.001e-13% | -1.134e-14% | 1.219e-14% | 4.79e-14% | 2.67e-14% | 8.882e-14% | 2.742e-14% | -1.081e-13% | -6.798e-15% | -7.79e-15% | 1.175e-13% | -1.665e-14% | 2.783e-14% | 1.458e-14% | 1.302e-13% | 6.962e-15% | 1.835e-13% | 1.312e-13% | -1.194e-13% | -1.181e-14% | 1.453e-13%
| 167 | -6.505e-15% | -3.436e-14% | 9.598e-14% | -4.749e-14% | 1.231e-15% | 3.082e-14% | -3.209e-14% | -3.059e-14% | -3.678e-14% | -7.018e-14% | 4.272e-14% | -7.712e-14% | 7.56e-14% | -5.192e-14% | 1.438e-14% | -4.765e-14% | -7.757e-14% | 1.207e-14% | -1.001e-13% | -1.134e-14% | 1.219e-14% | 4.79e-14% | 2.67e-14% | 8.882e-14% | 2.742e-14% | -1.081e-13% | -6.798e-15% | -7.79e-15% | 1.175e-13% | -1.665e-14% | 2.783e-14% | 1.458e-14% | 1.302e-13% | 6.962e-15% | 1.835e-13% | 1.312e-13% | -1.194e-13% | -1.181e-14% | 1.453e-13%
| 168 | -6.505e-15% | -3.436e-14% | 9.598e-14% | -4.749e-14% | 1.231e-15% | 3.082e-14% | -3.209e-14% | -3.059e-14% | -3.678e-14% | -7.018e-14% | 4.272e-14% | -7.712e-14% | 7.56e-14% | -5.192e-14% | 1.438e-14% | -4.765e-14% | -7.757e-14% | 1.207e-14% | -1.001e-13% | -1.134e-14% | 1.219e-14% | 4.79e-14% | 2.67e-14% | 8.882e-14% | 2.742e-14% | -1.081e-13% | -6.798e-15% | -7.79e-15% | 1.175e-13% | -1.665e-14% | 2.783e-14% | 1.458e-14% | 1.302e-13% | 6.962e-15% | 1.835e-13% | 1.312e-13% | -1.194e-13% | -1.181e-14% | 1.453e-13%
| 169 | -6.505e-15% | -3.436e-14% | 9.598e-14% | -4.749e-14% | 1.231e-15% | 3.082e-14% | -3.209e-14% | -3.059e-14% | -3.678e-14% | -7.018e-14% | 4.272e-14% | -7.712e-14% | 7.56e-14% | -5.192e-14% | 1.438e-14% | -4.765e-14% | -7.757e-14% | 1.207e-14% | -1.001e-13% | -1.134e-14% | 1.219e-14% | 4.79e-14% | 2.67e-14% | 8.882e-14% | 2.742e-14% | -1.081e-13% | -6.798e-15% | -7.79e-15% | 1.175e-13% | -1.665e-14% | 2.783e-14% | 1.458e-14% | 1.302e-13% | 6.962e-15% | 1.835e-13% | 1.312e-13% | -1.194e-13% | -1.181e-14% | 1.453e-13%
| 170 | -6.505e-15% | -3.436e-14% | 9.598e-14% | -4.749e-14% | 1.231e-15% | 3.082e-14% | -3.209e-14% | -3.059e-14% | -3.678e-14% | -7.018e-14% | 4.272e-14% | -7.712e-14% | 7.56e-14% | -5.192e-14% | 1.438e-14% | -4.765e-14% | -7.757e-14% | 1.207e-14% | -1.001e-13% | -1.134e-14% | 1.219e-14% | 4.79e-14% | 2.67e-14% | 8.882e-14% | 2.742e-14% | -1.081e-13% | -6.798e-15% | -7.79e-15% | 1.175e-13% | -1.665e-14% | 2.783e-14% | 1.458e-14% | 1.302e-13% | 6.962e-15% | 1.835e-13% | 1.312e-13% | -1.194e-13% | -1.181e-14% | 1.453e-13%
| 171 | -6.505e-15% | -3.436e-14% | 9.598e-14% | -4.749e-14% | 1.231e-15% | 3.082e-14% | -3.209e-14% | -3.059e-14% | -3.678e-14% | -7.018e-14% | 4.272e-14% | -7.712e-14% | 7.56e-14% | -5.192e-14% | 1.438e-14% | -4.765e-14% | -7.757e-14% | 1.207e-14% | -1.001e-13% | -1.134e-14% | 1.219e-14% | 4.79e-14% | 2.67e-14% | 8.882e-14% | 2.742e-14% | -1.081e-13% | -6.798e-15% | -7.79e-15% | 1.175e-13% | -1.665e-14% | 2.783e-14% | 1.458e-14% | 1.302e-13% | 6.962e-15% | 1.835e-13% | 1.312e-13% | -1.194e-13% | -1.181e-14% | 1.453e-13%
| 172 | -6.505e-15% | -3.436e-14% | 9.598e-14% | -4.749e-14% | 1.231e-15% | 3.082e-14% | -3.209e-14% | -3.059e-14% | -3.678e-14% | -7.018e-14% | 4.272e-14% | -7.712e-14% | 7.56e-14% | -5.192e-14% | 1.438e-14% | -4.765e-14% | -7.757e-14% | 1.207e-14% | -1.001e-13% | -1.134e-14% | 1.219e-14% | 4.79e-14% | 2.67e-14% | 8.882e-14% | 2.742e-14% | -1.081e-13% | -6.798e-15% | -7.79e-15% | 1.175e-13% | -1.665e-14% | 2.783e-14% | 1.458e-14% | 1.302e-13% | 6.962e-15% | 1.835e-13% | 1.312e-13% | -1.194e-13% | -1.181e-14% | 1.453e-13%
| 173 | -6.505e-15% | -3.436e-14% | 9.598e-14% | -4.749e-14% | 1.231e-15% | 3.082e-14% | -3.209e-14% | -3.059e-14% | -3.678e-14% | -7.018e-14% | 4.272e-14% | -7.712e-14% | 7.56e-14% | -5.192e-14% | 1.438e-14% | -4.765e-14% | -7.757e-14% | 1.207e-14% | -1.001e-13% | -1.134e-14% | 1.219e-14% | 4.79e-14% | 2.67e-14% | 8.882e-14% | 2.742e-14% | -1.081e-13% | -6.798e-15% | -7.79e-15% | 1.175e-13% | -1.665e-14% | 2.783e-14% | 1.458e-14% | 1.302e-13% | 6.962e-15% | 1.835e-13% | 1.312e-13% | -1.194e-13% | -1.181e-14% | 1.453e-13%
| 174 | -6.505e-15% | -3.436e-14% | 9.598e-14% | -4.749e-14% | 1.231e-15% | 3.082e-14% | -3.209e-14% | -3.059e-14% | -3.678e-14% | -7.018e-14% | 4.272e-14% | -7.712e-14% | 7.56e-14% | -5.192e-14% | 1.438e-14% | -4.765e-14% | -7.757e-14% | 1.207e-14% | -1.001e-13% | -1.134e-14% | 1.219e-14% | 4.79e-14% | 2.67e-14% | 8.882e-14% | 2.742e-14% | -1.081e-13% | -6.798e-15% | -7.79e-15% | 1.175e-13% | -1.665e-14% | 2.783e-14% | 1.458e-14% | 1.302e-13% | 6.962e-15% | 1.835e-13% | 1.312e-13% | -1.194e-13% | -1.181e-14% | 1.453e-13%
| 175 | -6.505e-15% | -3.436e-14% | 9.598e-14% | -4.749e-14% | 1.231e-15% | 3.082e-14% | -3.209e-14% | -3.059e-14% | -3.678e-14% | -7.018e-14% | 4.272e-14% | -7.712e-14% | 7.56e-14% | -5.192e-14% | 1.438e-14% | -4.765e-14% | -7.757e-14% | 1.207e-14% | -1.001e-13% | -1.134e-14% | 1.219e-14% | 4.79e-14% | 2.67e-14% | 8.882e-14% | 2.742e-14% | -1.081e-13% | -6.798e-15% | -7.79e-15% | 1.175e-13% | -1.665e-14% | 2.783e-14% | 1.458e-14% | 1.302e-13% | 6.962e-15% | 1.835e-13% | 1.312e-13% | -1.194e-13% | -1.181e-14% | 1.453e-13%
| 176 | -6.505e-15% | -3.436e-14% | 9.598e-14% | -4.749e-14% | 1.231e-15% | 3.082e-14% | -3.209e-14% | -3.059e-14% | -3.678e-14% | -7.018e-14% | 4.272e-14% | -7.712e-14% | 7.56e-14% | -5.192e-14% | 1.438e-14% | -4.765e-14% | -7.757e-14% | 1.207e-14% | -1.001e-13% | -1.134e-14% | 1.219e-14% | 4.79e-14% | 2.67e-14% | 8.882e-14% | 2.742e-14% | -1.081e-13% | -6.798e-15% | -7.79e-15% | 1.175e-13% | -1.665e-14% | 2.783e-14% | 1.458e-14% | 1.302e-13% | 6.962e-15% | 1.835e-13% | 1.312e-13% | -1.194e-13% | -1.181e-14% | 1.453e-13%
| 177 | -6.505e-15% | -3.436e-14% | 9.598e-14% | -4.749e-14% | 1.231e-15% | 3.082e-14% | -3.209e-14% | -3.059e-14% | -3.678e-14% | -7.018e-14% | 4.272e-14% | -7.712e-14% | 7.56e-14% | -5.192e-14% | 1.438e-14% | -4.765e-14% | -7.757e-14% | 1.207e-14% | -1.001e-13% | -1.134e-14% | 1.219e-14% | 4.79e-14% | 2.67e-14% | 8.882e-14% | 2.742e-14% | -1.081e-13% | -6.798e-15% | -7.79e-15% | 1.175e-13% | -1.665e-14% | 2.783e-14% | 1.458e-14% | 1.302e-13% | 6.962e-15% | 1.835e-13% | 1.312e-13% | -1.194e-13% | -1.181e-14% | 1.453e-13%
| 178 | -6.505e-15% | -3.436e-14% | 9.598e-14% | -4.749e-14% | 1.231e-15% | 3.082e-14% | -3.209e-14% | -3.059e-14% | -3.678e-14% | -7.018e-14% | 4.272e-14% | -7.712e-14% | 7.56e-14% | -5.192e-14% | 1.438e-14% | -4.765e-14% | -7.757e-14% | 1.207e-14% | -1.001e-13% | -1.134e-14% | 1.219e-14% | 4.79e-14% | 2.67e-14% | 8.882e-14% | 2.742e-14% | -1.081e-13% | -6.798e-15% | -7.79e-15% | 1.175e-13% | -1.665e-14% | 2.783e-14% | 1.458e-14% | 1.302e-13% | 6.962e-15% | 1.835e-13% | 1.312e-13% | -1.194e-13% | -1.181e-14% | 1.453e-13%
| 179 | -6.505e-15% | -3.436e-14% | 9.598e-14% | -4.749e-14% | 1.231e-15% | 3.082e-14% | -3.209e-14% | -3.059e-14% | -3.678e-14% | -7.018e-14% | 4.272e-14% | -7.712e-14% | 7.56e-14% | -5.192e-14% | 1.438e-14% | -4.765e-14% | -7.757e-14% | 1.207e-14% | -1.001e-13% | -1.134e-14% | 1.219e-14% | 4.79e-14% | 2.67e-14% | 8.882e-14% | 2.742e-14% | -1.081e-13% | -6.798e-15% | -7.79e-15% | 1.175e-13% | -1.665e-14% | 2.783e-14% | 1.458e-14% | 1.302e-13% | 6.962e-15% | 1.835e-13% | 1.312e-13% | -1.194e-13% | -1.181e-14% | 1.453e-13%
| 180 | -6.505e-15% | -3.436e-14% | 9.598e-14% | -4.749e-14% | 1.231e-15% | 3.082e-14% | -3.209e-14% | -3.059e-14% | -3.678e-14% | -7.018e-14% | 4.272e-14% | -7.712e-14% | 7.56e-14% | -5.192e-14% | 1.438e-14% | -4.765e-14% | -7.757e-14% | 1.207e-14% | -1.001e-13% | -1.134e-14% | 1.219e-14% | 4.79e-14% | 2.67e-14% | 8.882e-14% | 2.742e-14% | -1.081e-13% | -6.798e-15% | -7.79e-15% | 1.175e-13% | -1.665e-14% | 2.783e-14% | 1.458e-14% | 1.302e-13% | 6.962e-15% | 1.835e-13% | 1.312e-13% | -1.194e-13% | -1.181e-14% | 1.453e-13%
| 181 | -6.505e-15% | -3.436e-14% | 9.598e-14% | -4.749e-14% | 1.231e-15% | 3.082e-14% | -3.209e-14% | -3.059e-14% | -3.678e-14% | -7.018e-14% | 4.272e-14% | -7.712e-14% | 7.56e-14% | -5.192e-14% | 1.438e-14% | -4.765e-14% | -7.757e-14% | 1.207e-14% | -1.001e-13% | -1.134e-14% | 1.219e-14% | 4.79e-14% | 2.67e-14% | 8.882e-14% | 2.742e-14% | -1.081e-13% | -6.798e-15% | -7.79e-15% | 1.175e-13% | -1.665e-14% | 2.783e-14% | 1.458e-14% | 1.302e-13% | 6.962e-15% | 1.835e-13% | 1.312e-13% | -1.194e-13% | -1.181e-14% | 1.453e-13%
| 182 | -6.505e-15% | -3.436e-14% | 9.598e-14% | -4.749e-14% | 1.231e-15% | 3.082e-14% | -3.209e-14% | -3.059e-14% | -3.678e-14% | -7.018e-14% | 4.272e-14% | -7.712e-14% | 7.56e-14% | -5.192e-14% | 1.438e-14% | -4.765e-14% | -7.757e-14% | 1.207e-14% | -1.001e-13% | -1.134e-14% | 1.219e-14% | 4.79e-14% | 2.67e-14% | 8.882e-14% | 2.742e-14% | -1.081e-13% | -6.798e-15% | -7.79e-15% | 1.175e-13% | -1.665e-14% | 2.783e-14% | 1.458e-14% | 1.302e-13% | 6.962e-15% | 1.835e-13% | 1.312e-13% | -1.194e-13% | -1.181e-14% | 1.453e-13%
| 183 | -6.505e-15% | -3.436e-14% | 9.598e-14% | -4.749e-14% | 1.231e-15% | 3.082e-14% | -3.209e-14% | -3.059e-14% | -3.678e-14% | -7.018e-14% | 4.272e-14% | -7.712e-14% | 7.56e-14% | -5.192e-14% | 1.438e-14% | -4.765e-14% | -7.757e-14% | 1.207e-14% | -1.001e-13% | -1.134e-14% | 1.219e-14% | 4.79e-14% | 2.67e-14% | 8.882e-14% | 2.742e-14% | -1.081e-13% | -6.798e-15% | -7.79e-15% | 1.175e-13% | -1.665e-14% | 2.783e-14% | 1.458e-14% | 1.302e-13% | 6.962e-15% | 1.835e-13% | 1.312e-13% | -1.194e-13% | -1.181e-14% | 1.453e-13%
| 184 | -6.505e-15% | -3.436e-14% | 9.598e-14% | -4.749e-14% | 1.231e-15% | 3.082e-14% | -3.209e-14% | -3.059e-14% | -3.678e-14% | -7.018e-14% | 4.272e-14% | -7.712e-14% | 7.56e-14% | -5.192e-14% | 1.438e-14% | -4.765e-14% | -7.757e-14% | 1.207e-14% | -1.001e-13% | -1.134e-14% | 1.219e-14% | 4.79e-14% | 2.67e-14% | 8.882e-14% | 2.742e-14% | -1.081e-13% | -6.798e-15% | -7.79e-15% | 1.175e-13% | -1.665e-14% | 2.783e-14% | 1.458e-14% | 1.302e-13% | 6.962e-15% | 1.835e-13% | 1.312e-13% | -1.194e-13% | -1.181e-14% | 1.453e-13%
| 185 | -6.505e-15% | -3.436e-14% | 9.598e-14% | -4.749e-14% | 1.231e-15% | 3.082e-14% | -3.209e-14% | -3.059e-14% | -3.678e-14% | -7.018e-14% | 4.272e-14% | -7.712e-14% | 7.56e-14% | -5.192e-14% | 1.438e-14% | -4.765e-14% | -7.757e-14% | 1.207e-14% | -1.001e-13% | -1.134e-14% | 1.219e-14% | 4.79e-14% | 2.67e-14% | 8.882e-14% | 2.742e-14% | -1.081e-13% | -6.798e-15% | -7.79e-15% | 1.175e-13% | -1.665e-14% | 2.783e-14% | 1.458e-14% | 1.302e-13% | 6.962e-15% | 1.835e-13% | 1.312e-13% | -1.194e-13% | -1.181e-14% | 1.453e-13%
| 186 | -6.505e-15% | -3.436e-14% | 9.598e-14% | -4.749e-14% | 1.231e-15% | 3.082e-14% | -3.209e-14% | -3.059e-14% | -3.678e-14% | -7.018e-14% | 4.272e-14% | -7.712e-14% | 7.56e-14% | -5.192e-14% | 1.438e-14% | -4.765e-14% | -7.757e-14% | 1.207e-14% | -1.001e-13% | -1.134e-14% | 1.219e-14% | 4.79e-14% | 2.67e-14% | 8.882e-14% | 2.742e-14% | -1.081e-13% | -6.798e-15% | -7.79e-15% | 1.175e-13% | -1.665e-14% | 2.783e-14% | 1.458e-14% | 1.302e-13% | 6.962e-15% | 1.835e-13% | 1.312e-13% | -1.194e-13% | -1.181e-14% | 1.453e-13%
| 187 | -6.505e-15% | -3.436e-14% | 9.598e-14% | -4.749e-14% | 1.231e-15% | 3.082e-14% | -3.209e-14% | -3.059e-14% | -3.678e-14% | -7.018e-14% | 4.272e-14% | -7.712e-14% | 7.56e-14% | -5.192e-14% | 1.438e-14% | -4.765e-14% | -7.757e-14% | 1.207e-14% | -1.001e-13% | -1.134e-14% | 1.219e-14% | 4.79e-14% | 2.67e-14% | 8.882e-14% | 2.742e-14% | -1.081e-13% | -6.798e-15% | -7.79e-15% | 1.175e-13% | -1.665e-14% | 2.783e-14% | 1.458e-14% | 1.302e-13% | 6.962e-15% | 1.835e-13% | 1.312e-13% | -1.194e-13% | -1.181e-14% | 1.453e-13%
| 188 | -6.505e-15% | -3.436e-14% | 9.598e-14% | -4.749e-14% | 1.231e-15% | 3.082e-14% | -3.209e-14% | -3.059e-14% | -3.678e-14% | -7.018e-14% | 4.272e-14% | -7.712e-14% | 7.56e-14% | -5.192e-14% | 1.438e-14% | -4.765e-14% | -7.757e-14% | 1.207e-14% | -1.001e-13% | -1.134e-14% | 1.219e-14% | 4.79e-14% | 2.67e-14% | 8.882e-14% | 2.742e-14% | -1.081e-13% | -6.798e-15% | -7.79e-15% | 1.175e-13% | -1.665e-14% | 2.783e-14% | 1.458e-14% | 1.302e-13% | 6.962e-15% | 1.835e-13% | 1.312e-13% | -1.194e-13% | -1.181e-14% | 1.453e-13%
| 189 | -6.505e-15% | -3.436e-14% | 9.598e-14% | -4.749e-14% | 1.231e-15% | 3.082e-14% | -3.209e-14% | -3.059e-14% | -3.678e-14% | -7.018e-14% | 4.272e-14% | -7.712e-14% | 7.56e-14% | -5.192e-14% | 1.438e-14% | -4.765e-14% | -7.757e-14% | 1.207e-14% | -1.001e-13% | -1.134e-14% | 1.219e-14% | 4.79e-14% | 2.67e-14% | 8.882e-14% | 2.742e-14% | -1.081e-13% | -6.798e-15% | -7.79e-15% | 1.175e-13% | -1.665e-14% | 2.783e-14% | 1.458e-14% | 1.302e-13% | 6.962e-15% | 1.835e-13% | 1.312e-13% | -1.194e-13% | -1.181e-14% | 1.453e-13%
| 190 | -6.505e-15% | -3.436e-14% | 9.598e-14% | -4.749e-14% | 1.231e-15% | 3.082e-14% | -3.209e-14% | -3.059e-14% | -3.678e-14% | -7.018e-14% | 4.272e-14% | -7.712e-14% | 7.56e-14% | -5.192e-14% | 1.438e-14% | -4.765e-14% | -7.757e-14% | 1.207e-14% | -1.001e-13% | -1.134e-14% | 1.219e-14% | 4.79e-14% | 2.67e-14% | 8.882e-14% | 2.742e-14% | -1.081e-13% | -6.798e-15% | -7.79e-15% | 1.175e-13% | -1.665e-14% | 2.783e-14% | 1.458e-14% | 1.302e-13% | 6.962e-15% | 1.835e-13% | 1.312e-13% | -1.194e-13% | -1.181e-14% | 1.453e-13%
| 191 | -6.505e-15% | -3.436e-14% | 9.598e-14% | -4.749e-14% | 1.231e-15% | 3.082e-14% | -3.209e-14% | -3.059e-14% | -3.678e-14% | -7.018e-14% | 4.272e-14% | -7.712e-14% | 7.56e-14% | -5.192e-14% | 1.438e-14% | -4.765e-14% | -7.757e-14% | 1.207e-14% | -1.001e-13% | -1.134e-14% | 1.219e-14% | 4.79e-14% | 2.67e-14% | 8.882e-14% | 2.742e-14% | -1.081e-13% | -6.798e-15% | -7.79e-15% | 1.175e-13% | -1.665e-14% | 2.783e-14% | 1.458e-14% | 1.302e-13% | 6.962e-15% | 1.835e-13% | 1.312e-13% | -1.194e-13% | -1.181e-14% | 1.453e-13%
| 192 | -6.505e-15% | -3.436e-14% | 9.598e-14% | -4.749e-14% | 1.231e-15% | 3.082e-14% | -3.209e-14% | -3.059e-14% | -3.678e-14% | -7.018e-14% | 4.272e-14% | -7.712e-14% | 7.56e-14% | -5.192e-14% | 1.438e-14% | -4.765e-14% | -7.757e-14% | 1.207e-14% | -1.001e-13% | -1.134e-14% | 1.219e-14% | 4.79e-14% | 2.67e-14% | 8.882e-14% | 2.742e-14% | -1.081e-13% | -6.798e-15% | -7.79e-15% | 1.175e-13% | -1.665e-14% | 2.783e-14% | 1.458e-14% | 1.302e-13% | 6.962e-15% | 1.835e-13% | 1.312e-13% | -1.194e-13% | -1.181e-14% | 1.453e-13%
| 193 | -6.505e-15% | -3.436e-14% | 9.598e-14% | -4.749e-14% | 1.231e-15% | 3.082e-14% | -3.209e-14% | -3.059e-14% | -3.678e-14% | -7.018e-14% | 4.272e-14% | -7.712e-14% | 7.56e-14% | -5.192e-14% | 1.438e-14% | -4.765e-14% | -7.757e-14% | 1.207e-14% | -1.001e-13% | -1.134e-14% | 1.219e-14% | 4.79e-14% | 2.67e-14% | 8.882e-14% | 2.742e-14% | -1.081e-13% | -6.798e-15% | -7.79e-15% | 1.175e-13% | -1.665e-14% | 2.783e-14% | 1.458e-14% | 1.302e-13% | 6.962e-15% | 1.835e-13% | 1.312e-13% | -1.194e-13% | -1.181e-14% | 1.453e-13%
| 194 | -6.505e-15% | -3.436e-14% | 9.598e-14% | -4.749e-14% | 1.231e-15% | 3.082e-14% | -3.209e-14% | -3.059e-14% | -3.678e-14% | -7.018e-14% | 4.272e-14% | -7.712e-14% | 7.56e-14% | -5.192e-14% | 1.438e-14% | -4.765e-14% | -7.757e-14% | 1.207e-14% | -1.001e-13% | -1.134e-14% | 1.219e-14% | 4.79e-14% | 2.67e-14% | 8.882e-14% | 2.742e-14% | -1.081e-13% | -6.798e-15% | -7.79e-15% | 1.175e-13% | -1.665e-14% | 2.783e-14% | 1.458e-14% | 1.302e-13% | 6.962e-15% | 1.835e-13% | 1.312e-13% | -1.194e-13% | -1.181e-14% | 1.453e-13%
| 195 | -6.505e-15% | -3.436e-14% | 9.598e-14% | -4.749e-14% | 1.231e-15% | 3.082e-14% | -3.209e-14% | -3.059e-14% | -3.678e-14% | -7.018e-14% | 4.272e-14% | -7.712e-14% | 7.56e-14% | -5.192e-14% | 1.438e-14% | -4.765e-14% | -7.757e-14% | 1.207e-14% | -1.001e-13% | -1.134e-14% | 1.219e-14% | 4.79e-14% | 2.67e-14% | 8.882e-14% | 2.742e-14% | -1.081e-13% | -6.798e-15% | -7.79e-15% | 1.175e-13% | -1.665e-14% | 2.783e-14% | 1.458e-14% | 1.302e-13% | 6.962e-15% | 1.835e-13% | 1.312e-13% | -1.194e-13% | -1.181e-14% | 1.453e-13%
| 196 | -6.505e-15% | -3.436e-14% | 9.598e-14% | -4.749e-14% | 1.231e-15% | 3.082e-14% | -3.209e-14% | -3.059e-14% | -3.678e-14% | -7.018e-14% | 4.272e-14% | -7.712e-14% | 7.56e-14% | -5.192e-14% | 1.438e-14% | -4.765e-14% | -7.757e-14% | 1.207e-14% | -1.001e-13% | -1.134e-14% | 1.219e-14% | 4.79e-14% | 2.67e-14% | 8.882e-14% | 2.742e-14% | -1.081e-13% | -6.798e-15% | -7.79e-15% | 1.175e-13% | -1.665e-14% | 2.783e-14% | 1.458e-14% | 1.302e-13% | 6.962e-15% | 1.835e-13% | 1.312e-13% | -1.194e-13% | -1.181e-14% | 1.453e-13%
| 197 | -6.505e-15% | -3.436e-14% | 9.598e-14% | -4.749e-14% | 1.231e-15% | 3.082e-14% | -3.209e-14% | -3.059e-14% | -3.678e-14% | -7.018e-14% | 4.272e-14% | -7.712e-14% | 7.56e-14% | -5.192e-14% | 1.438e-14% | -4.765e-14% | -7.757e-14% | 1.207e-14% | -1.001e-13% | -1.134e-14% | 1.219e-14% | 4.79e-14% | 2.67e-14% | 8.882e-14% | 2.742e-14% | -1.081e-13% | -6.798e-15% | -7.79e-15% | 1.175e-13% | -1.665e-14% | 2.783e-14% | 1.458e-14% | 1.302e-13% | 6.962e-15% | 1.835e-13% | 1.312e-13% | -1.194e-13% | -1.181e-14% | 1.453e-13%
| 198 | -6.505e-15% | -3.436e-14% | 9.598e-14% | -4.749e-14% | 1.231e-15% | 3.082e-14% | -3.209e-14% | -3.059e-14% | -3.678e-14% | -7.018e-14% | 4.272e-14% | -7.712e-14% | 7.56e-14% | -5.192e-14% | 1.438e-14% | -4.765e-14% | -7.757e-14% | 1.207e-14% | -1.001e-13% | -1.134e-14% | 1.219e-14% | 4.79e-14% | 2.67e-14% | 8.882e-14% | 2.742e-14% | -1.081e-13% | -6.798e-15% | -7.79e-15% | 1.175e-13% | -1.665e-14% | 2.783e-14% | 1.458e-14% | 1.302e-13% | 6.962e-15% | 1.835e-13% | 1.312e-13% | -1.194e-13% | -1.181e-14% | 1.453e-13%
| 199 | -6.505e-15% | -3.436e-14% | 9.598e-14% | -4.749e-14% | 1.231e-15% | 3.082e-14% | -3.209e-14% | -3.059e-14% | -3.678e-14% | -7.018e-14% | 4.272e-14% | -7.712e-14% | 7.56e-14% | -5.192e-14% | 1.438e-14% | -4.765e-14% | -7.757e-14% | 1.207e-14% | -1.001e-13% | -1.134e-14% | 1.219e-14% | 4.79e-14% | 2.67e-14% | 8.882e-14% | 2.742e-14% | -1.081e-13% | -6.798e-15% | -7.79e-15% | 1.175e-13% | -1.665e-14% | 2.783e-14% | 1.458e-14% | 1.302e-13% | 6.962e-15% | 1.835e-13% | 1.312e-13% | -1.194e-13% | -1.181e-14% | 1.453e-13%
| 200 | -6.505e-15% | -3.436e-14% | 9.598e-14% | -4.749e-14% | 1.231e-15% | 3.082e-14% | -3.209e-14% | -3.059e-14% | -3.678e-14% | -7.018e-14% | 4.272e-14% | -7.712e-14% | 7.56e-14% | -5.192e-14% | 1.438e-14% | -4.765e-14% | -7.757e-14% | 1.207e-14% | -1.001e-13% | -1.134e-14% | 1.219e-14% | 4.79e-14% | 2.67e-14% | 8.882e-14% | 2.742e-14% | -1.081e-13% | -6.798e-15% | -7.79e-15% | 1.175e-13% | -1.665e-14% | 2.783e-14% | 1.458e-14% | 1.302e-13% | 6.962e-15% | 1.835e-13% | 1.312e-13% | -1.194e-13% | -1.181e-14% | 1.453e-13%
| 201 | -6.505e-15% | -3.436e-14% | 9.598e-14% | -4.749e-14% | 1.231e-15% | 3.082e-14% | -3.209e-14% | -3.059e-14% | -3.678e-14% | -7.018e-14% | 4.272e-14% | -7.712e-14% | 7.56e-14% | -5.192e-14% | 1.438e-14% | -4.765e-14% | -7.757e-14% | 1.207e-14% | -1.001e-13% | -1.134e-14% | 1.219e-14% | 4.79e-14% | 2.67e-14% | 8.882e-14% | 2.742e-14% | -1.081e-13% | -6.798e-15% | -7.79e-15% | 1.175e-13% | -1.665e-14% | 2.783e-14% | 1.458e-14% | 1.302e-13% | 6.962e-15% | 1.835e-13% | 1.312e-13% | -1.194e-13% | -1.181e-14% | 1.453e-13%
Residual dispatch of non-intermittent low carbon
1 | bar: 2012 to 2050
2 | bar: 2012 to 2050
3 | bar: 2012 to 2050
4 | bar: 2012 to 2050
5 | bar: 2012 to 2050
6 | bar: 2012 to 2050
7 | bar: 2012 to 2050
8 | bar: 2012 to 2050
9 | bar: 2012 to 2050
10 | bar: 2012 to 2050
11 | bar: 2012 to 2050
12 | bar: 2012 to 2050
13 | bar: 2012 to 2050
14 | bar: 2012 to 2050
15 | bar: 2012 to 2050
| 16 | 0 | 1 | 1 | 1 | 1 | 1 | 1 | 1 | 1 | 1 | 1 | 1 | 1 | 1 | 1 | 1 | 1 | 1 | 1 | 1 | 1 | 1 | 1 | 1 | 1 | 1 | 1 | 1 | 1 | 1 | 1 | 1 | 1 | 1 | 1 | 1 | 1 | 1 | 1
| 17 | 0 | 0 | 0 | 1 | 1 | 1 | 1 | 1 | 1 | 1 | 1 | 1 | 1 | 1 | 1 | 1 | 1 | 1 | 1 | 1 | 1 | 1 | 1 | 1 | 1 | 1 | 1 | 1 | 1 | 1 | 1 | 1 | 1 | 1 | 1 | 1 | 1 | 1 | 1
| 18 | 0 | 0 | 0 | 0 | 1 | 1 | 1 | 1 | 1 | 1 | 1 | 1 | 1 | 1 | 1 | 1 | 1 | 1 | 1 | 1 | 1 | 1 | 1 | 1 | 1 | 1 | 1 | 1 | 1 | 1 | 1 | 1 | 1 | 1 | 1 | 1 | 1 | 1 | 1
| 19 | 0 | 0 | 0 | 0 | 0 | 0 | 1 | 0 | 1 | 1 | 1 | 1 | 1 | 1 | 1 | 1 | 1 | 1 | 1 | 1 | 1 | 1 | 1 | 1 | 1 | 1 | 1 | 1 | 1 | 1 | 1 | 1 | 1 | 1 | 1 | 1 | 1 | 1 | 1
| 20 | 0 | 0 | 0 | 0 | 0 | 0 | 0 | 0 | 0 | 1 | 1 | 1 | 1 | 1 | 1 | 1 | 1 | 1 | 1 | 1 | 1 | 1 | 1 | 1 | 1 | 1 | 1 | 1 | 1 | 1 | 1 | 1 | 1 | 1 | 1 | 1 | 1 | 1 | 1
| 21 | 0 | 0 | 0 | 0 | 0 | 0 | 0 | 0 | 0 | 0 | 0 | 0 | 1 | 1 | 1 | 1 | 1 | 1 | 1 | 1 | 1 | 1 | 1 | 1 | 1 | 1 | 1 | 1 | 1 | 1 | 1 | 1 | 1 | 1 | 1 | 1 | 1 | 1 | 1
| 22 | 0 | 0 | 0 | 0 | 0 | 0 | 0 | 0 | 0 | 0 | 0 | 0 | 1 | 1 | 1 | 1 | 1 | 1 | 1 | 1 | 1 | 1 | 1 | 1 | 1 | 1 | 1 | 1 | 1 | 1 | 1 | 1 | 1 | 1 | 1 | 1 | 1 | 1 | 1
| 23 | 0 | 0 | 0 | 0 | 0 | 0 | 0 | 0 | 0 | 0 | 0 | 0 | 1 | 1 | 1 | 1 | 1 | 1 | 1 | 1 | 1 | 1 | 1 | 1 | 1 | 1 | 1 | 1 | 1 | 1 | 1 | 1 | 1 | 1 | 1 | 1 | 1 | 1 | 1
| 24 | 0 | 0 | 0 | 0 | 0 | 0 | 0 | 0 | 0 | 0 | 0 | 0 | 0 | 1 | 1 | 1 | 1 | 1 | 1 | 1 | 1 | 1 | 1 | 1 | 1 | 1 | 1 | 1 | 1 | 1 | 1 | 1 | 1 | 1 | 1 | 1 | 1 | 1 | 1
| 25 | 0 | 0 | 0 | 0 | 0 | 0 | 0 | 0 | 0 | 0 | 0 | 0 | 0 | 1 | 1 | 1 | 1 | 1 | 1 | 1 | 1 | 1 | 1 | 1 | 1 | 1 | 1 | 1 | 1 | 1 | 1 | 1 | 1 | 1 | 1 | 1 | 1 | 1 | 1
| 26 | 0 | 0 | 0 | 0 | 0 | 0 | 0 | 0 | 0 | 0 | 0 | 0 | 0 | 0 | 1 | 1 | 1 | 1 | 1 | 1 | 1 | 1 | 1 | 1 | 1 | 1 | 1 | 1 | 1 | 1 | 1 | 1 | 1 | 1 | 1 | 1 | 1 | 1 | 1
| 27 | 0 | 0 | 0 | 0 | 0 | 0 | 0 | 0 | 0 | 0 | 0 | 0 | 0 | 0 | 1 | 1 | 1 | 1 | 1 | 1 | 1 | 1 | 1 | 1 | 1 | 1 | 1 | 1 | 1 | 1 | 1 | 1 | 1 | 1 | 1 | 1 | 1 | 1 | 1
| 28 | 0 | 0 | 0 | 0 | 0 | 0 | 0 | 0 | 0 | 0 | 0 | 0 | 0 | 0 | 0 | 1 | 1 | 1 | 1 | 1 | 1 | 1 | 1 | 1 | 1 | 1 | 1 | 1 | 1 | 1 | 1 | 1 | 1 | 1 | 1 | 1 | 1 | 1 | 1
| 29 | 0 | 0 | 0 | 0 | 0 | 0 | 0 | 0 | 0 | 0 | 0 | 0 | 0 | 0 | 0 | 1 | 1 | 1 | 1 | 1 | 1 | 1 | 1 | 1 | 1 | 1 | 1 | 1 | 1 | 1 | 1 | 1 | 1 | 1 | 1 | 1 | 1 | 1 | 1
| 30 | 0 | 0 | 0 | 0 | 0 | 0 | 0 | 0 | 0 | 0 | 0 | 0 | 0 | 0 | 0 | 1 | 1 | 1 | 1 | 1 | 1 | 1 | 1 | 1 | 1 | 1 | 1 | 1 | 1 | 1 | 1 | 1 | 1 | 1 | 1 | 1 | 1 | 1 | 1
| 31 | 0 | 0 | 0 | 0 | 0 | 0 | 0 | 0 | 0 | 0 | 0 | 0 | 0 | 0 | 0 | 0 | 1 | 1 | 1 | 1 | 1 | 1 | 1 | 1 | 1 | 1 | 1 | 1 | 1 | 1 | 1 | 1 | 1 | 1 | 1 | 1 | 1 | 1 | 1
| 32 | 0 | 0 | 0 | 0 | 0 | 0 | 0 | 0 | 0 | 0 | 0 | 0 | 0 | 0 | 0 | 0 | 1 | 1 | 1 | 1 | 1 | 1 | 1 | 1 | 1 | 1 | 1 | 1 | 1 | 1 | 1 | 1 | 1 | 1 | 1 | 1 | 1 | 1 | 1
| 33 | 0 | 0 | 0 | 0 | 0 | 0 | 0 | 0 | 0 | 0 | 0 | 0 | 0 | 0 | 0 | 0 | 1 | 1 | 1 | 1 | 1 | 1 | 1 | 1 | 1 | 1 | 1 | 1 | 1 | 1 | 1 | 1 | 1 | 1 | 1 | 1 | 1 | 1 | 1
| 34 | 0 | 0 | 0 | 0 | 0 | 0 | 0 | 0 | 0 | 0 | 0 | 0 | 0 | 0 | 0 | 0 | 0 | 1 | 1 | 1 | 1 | 1 | 1 | 1 | 1 | 1 | 1 | 1 | 1 | 1 | 1 | 1 | 1 | 1 | 1 | 1 | 1 | 1 | 1
| 35 | 0 | 0 | 0 | 0 | 0 | 0 | 0 | 0 | 0 | 0 | 0 | 0 | 0 | 0 | 0 | 0 | 0 | 1 | 1 | 1 | 1 | 1 | 1 | 1 | 1 | 1 | 1 | 1 | 1 | 1 | 1 | 1 | 1 | 1 | 1 | 1 | 1 | 1 | 1
| 36 | 0 | 0 | 0 | 0 | 0 | 0 | 0 | 0 | 0 | 0 | 0 | 0 | 0 | 0 | 0 | 0 | 0 | 1 | 1 | 1 | 1 | 1 | 1 | 1 | 1 | 1 | 1 | 1 | 1 | 1 | 1 | 1 | 1 | 1 | 1 | 1 | 1 | 1 | 1
| 37 | 0 | 0 | 0 | 0 | 0 | 0 | 0 | 0 | 0 | 0 | 0 | 0 | 0 | 0 | 0 | 0 | 0 | 0 | 1 | 1 | 1 | 1 | 1 | 1 | 1 | 1 | 1 | 1 | 1 | 1 | 1 | 1 | 1 | 1 | 1 | 1 | 1 | 1 | 1
| 38 | 0 | 0 | 0 | 0 | 0 | 0 | 0 | 0 | 0 | 0 | 0 | 0 | 0 | 0 | 0 | 0 | 0 | 0 | 1 | 1 | 1 | 1 | 1 | 1 | 1 | 1 | 1 | 1 | 1 | 1 | 1 | 1 | 1 | 1 | 1 | 1 | 1 | 1 | 1
| 39 | 0 | 0 | 0 | 0 | 0 | 0 | 0 | 0 | 0 | 0 | 0 | 0 | 0 | 0 | 0 | 0 | 0 | 0 | 1 | 1 | 1 | 1 | 1 | 1 | 1 | 1 | 1 | 1 | 1 | 1 | 1 | 1 | 1 | 1 | 1 | 1 | 1 | 1 | 1
| 40 | 0 | 0 | 0 | 0 | 0 | 0 | 0 | 0 | 0 | 0 | 0 | 0 | 0 | 0 | 0 | 0 | 0 | 0 | 1 | 1 | 1 | 1 | 1 | 1 | 1 | 1 | 1 | 1 | 1 | 1 | 1 | 1 | 1 | 1 | 1 | 1 | 1 | 1 | 1
| 41 | 0 | 0 | 0 | 0 | 0 | 0 | 0 | 0 | 0 | 0 | 0 | 0 | 0 | 0 | 0 | 0 | 0 | 0 | 0 | 1 | 1 | 1 | 1 | 1 | 1 | 1 | 1 | 1 | 1 | 1 | 1 | 1 | 1 | 1 | 1 | 1 | 1 | 1 | 1
| 42 | 0 | 0 | 0 | 0 | 0 | 0 | 0 | 0 | 0 | 0 | 0 | 0 | 0 | 0 | 0 | 0 | 0 | 0 | 0 | 1 | 1 | 1 | 1 | 1 | 1 | 1 | 1 | 1 | 1 | 1 | 1 | 1 | 1 | 1 | 1 | 1 | 1 | 1 | 1
| 43 | 0 | 0 | 0 | 0 | 0 | 0 | 0 | 0 | 0 | 0 | 0 | 0 | 0 | 0 | 0 | 0 | 0 | 0 | 0 | 1 | 1 | 1 | 1 | 1 | 1 | 1 | 1 | 1 | 1 | 1 | 1 | 1 | 1 | 1 | 1 | 1 | 1 | 1 | 1
| 44 | 0 | 0 | 0 | 0 | 0 | 0 | 0 | 0 | 0 | 0 | 0 | 0 | 0 | 0 | 0 | 0 | 0 | 0 | 0 | 0 | 1 | 1 | 1 | 1 | 1 | 1 | 1 | 1 | 1 | 1 | 1 | 1 | 1 | 1 | 1 | 1 | 1 | 1 | 1
| 45 | 0 | 0 | 0 | 0 | 0 | 0 | 0 | 0 | 0 | 0 | 0 | 0 | 0 | 0 | 0 | 0 | 0 | 0 | 0 | 0 | 1 | 1 | 1 | 1 | 1 | 1 | 1 | 1 | 1 | 1 | 1 | 1 | 1 | 1 | 1 | 1 | 1 | 1 | 1
| 46 | 0 | 0 | 0 | 0 | 0 | 0 | 0 | 0 | 0 | 0 | 0 | 0 | 0 | 0 | 0 | 0 | 0 | 0 | 0 | 0 | 1 | 1 | 1 | 1 | 1 | 1 | 1 | 1 | 1 | 1 | 1 | 1 | 1 | 1 | 1 | 1 | 1 | 1 | 1
| 47 | 0 | 0 | 0 | 0 | 0 | 0 | 0 | 0 | 0 | 0 | 0 | 0 | 0 | 0 | 0 | 0 | 0 | 0 | 0 | 0 | 0 | 1 | 1 | 1 | 1 | 1 | 1 | 1 | 1 | 1 | 1 | 1 | 1 | 1 | 1 | 1 | 1 | 1 | 1
| 48 | 0 | 0 | 0 | 0 | 0 | 0 | 0 | 0 | 0 | 0 | 0 | 0 | 0 | 0 | 0 | 0 | 0 | 0 | 0 | 0 | 0 | 1 | 1 | 1 | 1 | 1 | 1 | 1 | 1 | 1 | 1 | 1 | 1 | 1 | 1 | 1 | 1 | 1 | 1
| 49 | 0 | 0 | 0 | 0 | 0 | 0 | 0 | 0 | 0 | 0 | 0 | 0 | 0 | 0 | 0 | 0 | 0 | 0 | 0 | 0 | 0 | 1 | 1 | 1 | 1 | 1 | 1 | 1 | 1 | 1 | 1 | 1 | 1 | 1 | 1 | 1 | 1 | 1 | 1
| 50 | 0 | 0 | 0 | 0 | 0 | 0 | 0 | 0 | 0 | 0 | 0 | 0 | 0 | 0 | 0 | 0 | 0 | 0 | 0 | 0 | 0 | 1 | 1 | 1 | 1 | 1 | 1 | 1 | 1 | 1 | 1 | 1 | 1 | 1 | 1 | 1 | 1 | 1 | 1
| 51 | 0 | 0 | 0 | 0 | 0 | 0 | 0 | 0 | 0 | 0 | 0 | 0 | 0 | 0 | 0 | 0 | 0 | 0 | 0 | 0 | 0 | 0 | 1 | 1 | 1 | 1 | 1 | 1 | 1 | 1 | 1 | 1 | 1 | 1 | 1 | 1 | 1 | 1 | 1
| 52 | 0 | 0 | 0 | 0 | 0 | 0 | 0 | 0 | 0 | 0 | 0 | 0 | 0 | 0 | 0 | 0 | 0 | 0 | 0 | 0 | 0 | 0 | 1 | 1 | 1 | 1 | 1 | 1 | 1 | 1 | 1 | 1 | 1 | 1 | 1 | 1 | 1 | 1 | 1
| 53 | 0 | 0 | 0 | 0 | 0 | 0 | 0 | 0 | 0 | 0 | 0 | 0 | 0 | 0 | 0 | 0 | 0 | 0 | 0 | 0 | 0 | 0 | 1 | 1 | 1 | 1 | 1 | 1 | 1 | 1 | 1 | 1 | 1 | 1 | 1 | 1 | 1 | 1 | 1
| 54 | 0 | 0 | 0 | 0 | 0 | 0 | 0 | 0 | 0 | 0 | 0 | 0 | 0 | 0 | 0 | 0 | 0 | 0 | 0 | 0 | 0 | 0 | 0 | 1 | 1 | 1 | 1 | 1 | 1 | 1 | 1 | 1 | 1 | 1 | 1 | 1 | 1 | 1 | 1
| 55 | 0 | 0 | 0 | 0 | 0 | 0 | 0 | 0 | 0 | 0 | 0 | 0 | 0 | 0 | 0 | 0 | 0 | 0 | 0 | 0 | 0 | 0 | 0 | 1 | 1 | 1 | 1 | 1 | 1 | 1 | 1 | 1 | 1 | 1 | 1 | 1 | 1 | 1 | 1
| 56 | 0 | 0 | 0 | 0 | 0 | 0 | 0 | 0 | 0 | 0 | 0 | 0 | 0 | 0 | 0 | 0 | 0 | 0 | 0 | 0 | 0 | 0 | 0 | 1 | 1 | 1 | 1 | 1 | 1 | 1 | 1 | 1 | 1 | 1 | 1 | 1 | 1 | 1 | 1
| 57 | 0 | 0 | 0 | 0 | 0 | 0 | 0 | 0 | 0 | 0 | 0 | 0 | 0 | 0 | 0 | 0 | 0 | 0 | 0 | 0 | 0 | 0 | 0 | 0 | 1 | 1 | 1 | 1 | 1 | 1 | 1 | 1 | 1 | 1 | 1 | 1 | 1 | 1 | 1
| 58 | 0 | 0 | 0 | 0 | 0 | 0 | 0 | 0 | 0 | 0 | 0 | 0 | 0 | 0 | 0 | 0 | 0 | 0 | 0 | 0 | 0 | 0 | 0 | 0 | 1 | 1 | 1 | 1 | 1 | 1 | 1 | 1 | 1 | 1 | 1 | 1 | 1 | 1 | 1
| 59 | 0 | 0 | 0 | 0 | 0 | 0 | 0 | 0 | 0 | 0 | 0 | 0 | 0 | 0 | 0 | 0 | 0 | 0 | 0 | 0 | 0 | 0 | 0 | 0 | 1 | 1 | 1 | 1 | 1 | 1 | 1 | 1 | 1 | 1 | 1 | 1 | 1 | 1 | 1
| 60 | 0 | 0 | 0 | 0 | 0 | 0 | 0 | 0 | 0 | 0 | 0 | 0 | 0 | 0 | 0 | 0 | 0 | 0 | 0 | 0 | 0 | 0 | 0 | 0 | 0 | 1 | 1 | 1 | 1 | 1 | 1 | 1 | 1 | 1 | 1 | 1 | 1 | 1 | 1
| 61 | 0 | 0 | 0 | 0 | 0 | 0 | 0 | 0 | 0 | 0 | 0 | 0 | 0 | 0 | 0 | 0 | 0 | 0 | 0 | 0 | 0 | 0 | 0 | 0 | 0 | 1 | 1 | 1 | 1 | 1 | 1 | 1 | 1 | 1 | 1 | 1 | 1 | 1 | 1
| 62 | 0 | 0 | 0 | 0 | 0 | 0 | 0 | 0 | 0 | 0 | 0 | 0 | 0 | 0 | 0 | 0 | 0 | 0 | 0 | 0 | 0 | 0 | 0 | 0 | 0 | 1 | 1 | 1 | 1 | 1 | 1 | 1 | 1 | 1 | 1 | 1 | 1 | 1 | 1
| 63 | 0 | 0 | 0 | 0 | 0 | 0 | 0 | 0 | 0 | 0 | 0 | 0 | 0 | 0 | 0 | 0 | 0 | 0 | 0 | 0 | 0 | 0 | 0 | 0 | 0 | 0 | 1 | 1 | 1 | 1 | 1 | 1 | 1 | 1 | 1 | 1 | 1 | 1 | 1
| 64 | 0 | 0 | 0 | 0 | 0 | 0 | 0 | 0 | 0 | 0 | 0 | 0 | 0 | 0 | 0 | 0 | 0 | 0 | 0 | 0 | 0 | 0 | 0 | 0 | 0 | 0 | 1 | 1 | 1 | 1 | 1 | 1 | 1 | 1 | 1 | 1 | 1 | 1 | 1
| 65 | 0 | 0 | 0 | 0 | 0 | 0 | 0 | 0 | 0 | 0 | 0 | 0 | 0 | 0 | 0 | 0 | 0 | 0 | 0 | 0 | 0 | 0 | 0 | 0 | 0 | 0 | 1 | 1 | 1 | 1 | 1 | 1 | 1 | 1 | 1 | 1 | 1 | 1 | 1
| 66 | 0 | 0 | 0 | 0 | 0 | 0 | 0 | 0 | 0 | 0 | 0 | 0 | 0 | 0 | 0 | 0 | 0 | 0 | 0 | 0 | 0 | 0 | 0 | 0 | 0 | 0 | 0 | 1 | 1 | 1 | 1 | 1 | 1 | 1 | 1 | 1 | 1 | 1 | 1
| 67 | 0 | 0 | 0 | 0 | 0 | 0 | 0 | 0 | 0 | 0 | 0 | 0 | 0 | 0 | 0 | 0 | 0 | 0 | 0 | 0 | 0 | 0 | 0 | 0 | 0 | 0 | 0 | 1 | 1 | 1 | 1 | 1 | 1 | 1 | 1 | 1 | 1 | 1 | 1
| 68 | 0 | 0 | 0 | 0 | 0 | 0 | 0 | 0 | 0 | 0 | 0 | 0 | 0 | 0 | 0 | 0 | 0 | 0 | 0 | 0 | 0 | 0 | 0 | 0 | 0 | 0 | 0 | 1 | 1 | 1 | 1 | 1 | 1 | 1 | 1 | 1 | 1 | 1 | 1
| 69 | 0 | 0 | 0 | 0 | 0 | 0 | 0 | 0 | 0 | 0 | 0 | 0 | 0 | 0 | 0 | 0 | 0 | 0 | 0 | 0 | 0 | 0 | 0 | 0 | 0 | 0 | 0 | 0 | 1 | 1 | 1 | 1 | 1 | 1 | 1 | 1 | 1 | 1 | 1
| 70 | 0 | 0 | 0 | 0 | 0 | 0 | 0 | 0 | 0 | 0 | 0 | 0 | 0 | 0 | 0 | 0 | 0 | 0 | 0 | 0 | 0 | 0 | 0 | 0 | 0 | 0 | 0 | 0 | 1 | 1 | 1 | 1 | 1 | 1 | 1 | 1 | 1 | 1 | 1
| 71 | 0 | 0 | 0 | 0 | 0 | 0 | 0 | 0 | 0 | 0 | 0 | 0 | 0 | 0 | 0 | 0 | 0 | 0 | 0 | 0 | 0 | 0 | 0 | 0 | 0 | 0 | 0 | 0 | 1 | 1 | 1 | 1 | 1 | 1 | 1 | 1 | 1 | 1 | 1
| 72 | 0 | 0 | 0 | 0 | 0 | 0 | 0 | 0 | 0 | 0 | 0 | 0 | 0 | 0 | 0 | 0 | 0 | 0 | 0 | 0 | 0 | 0 | 0 | 0 | 0 | 0 | 0 | 0 | 0 | 1 | 1 | 1 | 1 | 1 | 1 | 1 | 1 | 1 | 1
| 73 | 0 | 0 | 0 | 0 | 0 | 0 | 0 | 0 | 0 | 0 | 0 | 0 | 0 | 0 | 0 | 0 | 0 | 0 | 0 | 0 | 0 | 0 | 0 | 0 | 0 | 0 | 0 | 0 | 0 | 1 | 1 | 1 | 1 | 1 | 1 | 1 | 1 | 1 | 1
| 74 | 0 | 0 | 0 | 0 | 0 | 0 | 0 | 0 | 0 | 0 | 0 | 0 | 0 | 0 | 0 | 0 | 0 | 0 | 0 | 0 | 0 | 0 | 0 | 0 | 0 | 0 | 0 | 0 | 0 | 0 | 1 | 1 | 1 | 1 | 1 | 1 | 1 | 1 | 1
| 75 | 0 | 0 | 0 | 0 | 0 | 0 | 0 | 0 | 0 | 0 | 0 | 0 | 0 | 0 | 0 | 0 | 0 | 0 | 0 | 0 | 0 | 0 | 0 | 0 | 0 | 0 | 0 | 0 | 0 | 0 | 1 | 1 | 1 | 1 | 1 | 1 | 1 | 1 | 1
| 76 | 0 | 0 | 0 | 0 | 0 | 0 | 0 | 0 | 0 | 0 | 0 | 0 | 0 | 0 | 0 | 0 | 0 | 0 | 0 | 0 | 0 | 0 | 0 | 0 | 0 | 0 | 0 | 0 | 0 | 0 | 1 | 1 | 1 | 1 | 1 | 1 | 1 | 1 | 1
| 77 | 0 | 0 | 0 | 0 | 0 | 0 | 0 | 0 | 0 | 0 | 0 | 0 | 0 | 0 | 0 | 0 | 0 | 0 | 0 | 0 | 0 | 0 | 0 | 0 | 0 | 0 | 0 | 0 | 0 | 0 | 0 | 1 | 1 | 1 | 1 | 1 | 1 | 1 | 1
| 78 | 0 | 0 | 0 | 0 | 0 | 0 | 0 | 0 | 0 | 0 | 0 | 0 | 0 | 0 | 0 | 0 | 0 | 0 | 0 | 0 | 0 | 0 | 0 | 0 | 0 | 0 | 0 | 0 | 0 | 0 | 0 | 1 | 1 | 1 | 1 | 1 | 1 | 1 | 1
| 79 | 0 | 0 | 0 | 0 | 0 | 0 | 0 | 0 | 0 | 0 | 0 | 0 | 0 | 0 | 0 | 0 | 0 | 0 | 0 | 0 | 0 | 0 | 0 | 0 | 0 | 0 | 0 | 0 | 0 | 0 | 0 | 1 | 1 | 1 | 1 | 1 | 1 | 1 | 1
| 80 | 0 | 0 | 0 | 0 | 0 | 0 | 0 | 0 | 0 | 0 | 0 | 0 | 0 | 0 | 0 | 0 | 0 | 0 | 0 | 0 | 0 | 0 | 0 | 0 | 0 | 0 | 0 | 0 | 0 | 0 | 0 | 0 | 1 | 1 | 1 | 1 | 1 | 1 | 1
| 81 | 0 | 0 | 0 | 0 | 0 | 0 | 0 | 0 | 0 | 0 | 0 | 0 | 0 | 0 | 0 | 0 | 0 | 0 | 0 | 0 | 0 | 0 | 0 | 0 | 0 | 0 | 0 | 0 | 0 | 0 | 0 | 0 | 1 | 1 | 1 | 1 | 1 | 1 | 1
| 82 | 0 | 0 | 0 | 0 | 0 | 0 | 0 | 0 | 0 | 0 | 0 | 0 | 0 | 0 | 0 | 0 | 0 | 0 | 0 | 0 | 0 | 0 | 0 | 0 | 0 | 0 | 0 | 0 | 0 | 0 | 0 | 0 | 1 | 1 | 1 | 1 | 1 | 1 | 1
| 83 | 0 | 0 | 0 | 0 | 0 | 0 | 0 | 0 | 0 | 0 | 0 | 0 | 0 | 0 | 0 | 0 | 0 | 0 | 0 | 0 | 0 | 0 | 0 | 0 | 0 | 0 | 0 | 0 | 0 | 0 | 0 | 0 | 0 | 1 | 1 | 1 | 1 | 1 | 1
| 84 | 0 | 0 | 0 | 0 | 0 | 0 | 0 | 0 | 0 | 0 | 0 | 0 | 0 | 0 | 0 | 0 | 0 | 0 | 0 | 0 | 0 | 0 | 0 | 0 | 0 | 0 | 0 | 0 | 0 | 0 | 0 | 0 | 0 | 1 | 1 | 1 | 1 | 1 | 1
| 85 | 0 | 0 | 0 | 0 | 0 | 0 | 0 | 0 | 0 | 0 | 0 | 0 | 0 | 0 | 0 | 0 | 0 | 0 | 0 | 0 | 0 | 0 | 0 | 0 | 0 | 0 | 0 | 0 | 0 | 0 | 0 | 0 | 0 | 0 | 1 | 1 | 1 | 1 | 1
| 86 | 0 | 0 | 0 | 0 | 0 | 0 | 0 | 0 | 0 | 0 | 0 | 0 | 0 | 0 | 0 | 0 | 0 | 0 | 0 | 0 | 0 | 0 | 0 | 0 | 0 | 0 | 0 | 0 | 0 | 0 | 0 | 0 | 0 | 0 | 1 | 1 | 1 | 1 | 1
| 87 | 0 | 0 | 0 | 0 | 0 | 0 | 0 | 0 | 0 | 0 | 0 | 0 | 0 | 0 | 0 | 0 | 0 | 0 | 0 | 0 | 0 | 0 | 0 | 0 | 0 | 0 | 0 | 0 | 0 | 0 | 0 | 0 | 0 | 0 | 1 | 1 | 1 | 1 | 1
| 88 | 0 | 0 | 0 | 0 | 0 | 0 | 0 | 0 | 0 | 0 | 0 | 0 | 0 | 0 | 0 | 0 | 0 | 0 | 0 | 0 | 0 | 0 | 0 | 0 | 0 | 0 | 0 | 0 | 0 | 0 | 0 | 0 | 0 | 0 | 0 | 1 | 1 | 1 | 1
| 89 | 0 | 0 | 0 | 0 | 0 | 0 | 0 | 0 | 0 | 0 | 0 | 0 | 0 | 0 | 0 | 0 | 0 | 0 | 0 | 0 | 0 | 0 | 0 | 0 | 0 | 0 | 0 | 0 | 0 | 0 | 0 | 0 | 0 | 0 | 0 | 1 | 1 | 1 | 1
| 90 | 0 | 0 | 0 | 0 | 0 | 0 | 0 | 0 | 0 | 0 | 0 | 0 | 0 | 0 | 0 | 0 | 0 | 0 | 0 | 0 | 0 | 0 | 0 | 0 | 0 | 0 | 0 | 0 | 0 | 0 | 0 | 0 | 0 | 0 | 0 | 0 | 1 | 1 | 1
| 91 | 0 | 0 | 0 | 0 | 0 | 0 | 0 | 0 | 0 | 0 | 0 | 0 | 0 | 0 | 0 | 0 | 0 | 0 | 0 | 0 | 0 | 0 | 0 | 0 | 0 | 0 | 0 | 0 | 0 | 0 | 0 | 0 | 0 | 0 | 0 | 0 | 1 | 1 | 1
| 92 | 0 | 0 | 0 | 0 | 0 | 0 | 0 | 0 | 0 | 0 | 0 | 0 | 0 | 0 | 0 | 0 | 0 | 0 | 0 | 0 | 0 | 0 | 0 | 0 | 0 | 0 | 0 | 0 | 0 | 0 | 0 | 0 | 0 | 0 | 0 | 0 | 1 | 1 | 1
| 93 | 0 | 0 | 0 | 0 | 0 | 0 | 0 | 0 | 0 | 0 | 0 | 0 | 0 | 0 | 0 | 0 | 0 | 0 | 0 | 0 | 0 | 0 | 0 | 0 | 0 | 0 | 0 | 0 | 0 | 0 | 0 | 0 | 0 | 0 | 0 | 0 | 0 | 1 | 1
| 94 | 0 | 0 | 0 | 0 | 0 | 0 | 0 | 0 | 0 | 0 | 0 | 0 | 0 | 0 | 0 | 0 | 0 | 0 | 0 | 0 | 0 | 0 | 0 | 0 | 0 | 0 | 0 | 0 | 0 | 0 | 0 | 0 | 0 | 0 | 0 | 0 | 0 | 1 | 1
| 95 | 0 | 0 | 0 | 0 | 0 | 0 | 0 | 0 | 0 | 0 | 0 | 0 | 0 | 0 | 0 | 0 | 0 | 0 | 0 | 0 | 0 | 0 | 0 | 0 | 0 | 0 | 0 | 0 | 0 | 0 | 0 | 0 | 0 | 0 | 0 | 0 | 0 | 0 | 1
| 96 | 0 | 0 | 0 | 0 | 0 | 0 | 0 | 0 | 0 | 0 | 0 | 0 | 0 | 0 | 0 | 0 | 0 | 0 | 0 | 0 | 0 | 0 | 0 | 0 | 0 | 0 | 0 | 0 | 0 | 0 | 0 | 0 | 0 | 0 | 0 | 0 | 0 | 0 | 1
| 97 | 0 | 0 | 0 | 0 | 0 | 0 | 0 | 0 | 0 | 0 | 0 | 0 | 0 | 0 | 0 | 0 | 0 | 0 | 0 | 0 | 0 | 0 | 0 | 0 | 0 | 0 | 0 | 0 | 0 | 0 | 0 | 0 | 0 | 0 | 0 | 0 | 0 | 0 | 1
| 98 | 0 | 0 | 0 | 0 | 0 | 0 | 0 | 0 | 0 | 0 | 0 | 0 | 0 | 0 | 0 | 0 | 0 | 0 | 0 | 0 | 0 | 0 | 0 | 0 | 0 | 0 | 0 | 0 | 0 | 0 | 0 | 0 | 0 | 0 | 0 | 0 | 0 | 0 | 0
| 99 | 0 | 0 | 0 | 0 | 0 | 0 | 0 | 0 | 0 | 0 | 0 | 0 | 0 | 0 | 0 | 0 | 0 | 0 | 0 | 0 | 0 | 0 | 0 | 0 | 0 | 0 | 0 | 0 | 0 | 0 | 0 | 0 | 0 | 0 | 0 | 0 | 0 | 0 | 0
| 100 | 0 | 0 | 0 | 0 | 0 | 0 | 0 | 0 | 0 | 0 | 0 | 0 | 0 | 0 | 0 | 0 | 0 | 0 | 0 | 0 | 0 | 0 | 0 | 0 | 0 | 0 | 0 | 0 | 0 | 0 | 0 | 0 | 0 | 0 | 0 | 0 | 0 | 0 | 0
| 101 | 0 | 0 | 0 | 0 | 0 | 0 | 0 | 0 | 0 | 0 | 0 | 0 | 0 | 0 | 0 | 0 | 0 | 0 | 0 | 0 | 0 | 0 | 0 | 0 | 0 | 0 | 0 | 0 | 0 | 0 | 0 | 0 | 0 | 0 | 0 | 0 | 0 | 0 | 0
| 102 | 0 | 0 | 0 | 0 | 0 | 0 | 0 | 0 | 0 | 0 | 0 | 0 | 0 | 0 | 0 | 0 | 0 | 0 | 0 | 0 | 0 | 0 | 0 | 0 | 0 | 0 | 0 | 0 | 0 | 0 | 0 | 0 | 0 | 0 | 0 | 0 | 0 | 0 | 0
| 103 | 0 | 0 | 0 | 0 | 0 | 0 | 0 | 0 | 0 | 0 | 0 | 0 | 0 | 0 | 0 | 0 | 0 | 0 | 0 | 0 | 0 | 0 | 0 | 0 | 0 | 0 | 0 | 0 | 0 | 0 | 0 | 0 | 0 | 0 | 0 | 0 | 0 | 0 | 0
| 104 | 0 | 0 | 0 | 0 | 0 | 0 | 0 | 0 | 0 | 0 | 0 | 0 | 0 | 0 | 0 | 0 | 0 | 0 | 0 | 0 | 0 | 0 | 0 | 0 | 0 | 0 | 0 | 0 | 0 | 0 | 0 | 0 | 0 | 0 | 0 | 0 | 0 | 0 | 0
| 105 | 0 | 0 | 0 | 0 | 0 | 0 | 0 | 0 | 0 | 0 | 0 | 0 | 0 | 0 | 0 | 0 | 0 | 0 | 0 | 0 | 0 | 0 | 0 | 0 | 0 | 0 | 0 | 0 | 0 | 0 | 0 | 0 | 0 | 0 | 0 | 0 | 0 | 0 | 0
| 106 | 0 | 0 | 0 | 0 | 0 | 0 | 0 | 0 | 0 | 0 | 0 | 0 | 0 | 0 | 0 | 0 | 0 | 0 | 0 | 0 | 0 | 0 | 0 | 0 | 0 | 0 | 0 | 0 | 0 | 0 | 0 | 0 | 0 | 0 | 0 | 0 | 0 | 0 | 0
| 107 | 0 | 0 | 0 | 0 | 0 | 0 | 0 | 0 | 0 | 0 | 0 | 0 | 0 | 0 | 0 | 0 | 0 | 0 | 0 | 0 | 0 | 0 | 0 | 0 | 0 | 0 | 0 | 0 | 0 | 0 | 0 | 0 | 0 | 0 | 0 | 0 | 0 | 0 | 0
| 108 | 0 | 0 | 0 | 0 | 0 | 0 | 0 | 0 | 0 | 0 | 0 | 0 | 0 | 0 | 0 | 0 | 0 | 0 | 0 | 0 | 0 | 0 | 0 | 0 | 0 | 0 | 0 | 0 | 0 | 0 | 0 | 0 | 0 | 0 | 0 | 0 | 0 | 0 | 0
| 109 | 0 | 0 | 0 | 0 | 0 | 0 | 0 | 0 | 0 | 0 | 0 | 0 | 0 | 0 | 0 | 0 | 0 | 0 | 0 | 0 | 0 | 0 | 0 | 0 | 0 | 0 | 0 | 0 | 0 | 0 | 0 | 0 | 0 | 0 | 0 | 0 | 0 | 0 | 0
| 110 | 0 | 0 | 0 | 0 | 0 | 0 | 0 | 0 | 0 | 0 | 0 | 0 | 0 | 0 | 0 | 0 | 0 | 0 | 0 | 0 | 0 | 0 | 0 | 0 | 0 | 0 | 0 | 0 | 0 | 0 | 0 | 0 | 0 | 0 | 0 | 0 | 0 | 0 | 0
| 111 | 0 | 0 | 0 | 0 | 0 | 0 | 0 | 0 | 0 | 0 | 0 | 0 | 0 | 0 | 0 | 0 | 0 | 0 | 0 | 0 | 0 | 0 | 0 | 0 | 0 | 0 | 0 | 0 | 0 | 0 | 0 | 0 | 0 | 0 | 0 | 0 | 0 | 0 | 0
| 112 | 0 | 0 | 0 | 0 | 0 | 0 | 0 | 0 | 0 | 0 | 0 | 0 | 0 | 0 | 0 | 0 | 0 | 0 | 0 | 0 | 0 | 0 | 0 | 0 | 0 | 0 | 0 | 0 | 0 | 0 | 0 | 0 | 0 | 0 | 0 | 0 | 0 | 0 | 0
| 113 | 0 | 0 | 0 | 0 | 0 | 0 | 0 | 0 | 0 | 0 | 0 | 0 | 0 | 0 | 0 | 0 | 0 | 0 | 0 | 0 | 0 | 0 | 0 | 0 | 0 | 0 | 0 | 0 | 0 | 0 | 0 | 0 | 0 | 0 | 0 | 0 | 0 | 0 | 0
| 114 | 0 | 0 | 0 | 0 | 0 | 0 | 0 | 0 | 0 | 0 | 0 | 0 | 0 | 0 | 0 | 0 | 0 | 0 | 0 | 0 | 0 | 0 | 0 | 0 | 0 | 0 | 0 | 0 | 0 | 0 | 0 | 0 | 0 | 0 | 0 | 0 | 0 | 0 | 0
| 115 | 0 | 0 | 0 | 0 | 0 | 0 | 0 | 0 | 0 | 0 | 0 | 0 | 0 | 0 | 0 | 0 | 0 | 0 | 0 | 0 | 0 | 0 | 0 | 0 | 0 | 0 | 0 | 0 | 0 | 0 | 0 | 0 | 0 | 0 | 0 | 0 | 0 | 0 | 0
| 116 | 0 | 0 | 0 | 0 | 0 | 0 | 0 | 0 | 0 | 0 | 0 | 0 | 0 | 0 | 0 | 0 | 0 | 0 | 0 | 0 | 0 | 0 | 0 | 0 | 0 | 0 | 0 | 0 | 0 | 0 | 0 | 0 | 0 | 0 | 0 | 0 | 0 | 0 | 0
| 117 | 0 | 0 | 0 | 0 | 0 | 0 | 0 | 0 | 0 | 0 | 0 | 0 | 0 | 0 | 0 | 0 | 0 | 0 | 0 | 0 | 0 | 0 | 0 | 0 | 0 | 0 | 0 | 0 | 0 | 0 | 0 | 0 | 0 | 0 | 0 | 0 | 0 | 0 | 0
| 118 | 0 | 0 | 0 | 0 | 0 | 0 | 0 | 0 | 0 | 0 | 0 | 0 | 0 | 0 | 0 | 0 | 0 | 0 | 0 | 0 | 0 | 0 | 0 | 0 | 0 | 0 | 0 | 0 | 0 | 0 | 0 | 0 | 0 | 0 | 0 | 0 | 0 | 0 | 0
| 119 | 0 | 0 | 0 | 0 | 0 | 0 | 0 | 0 | 0 | 0 | 0 | 0 | 0 | 0 | 0 | 0 | 0 | 0 | 0 | 0 | 0 | 0 | 0 | 0 | 0 | 0 | 0 | 0 | 0 | 0 | 0 | 0 | 0 | 0 | 0 | 0 | 0 | 0 | 0
| 120 | 0 | 0 | 0 | 0 | 0 | 0 | 0 | 0 | 0 | 0 | 0 | 0 | 0 | 0 | 0 | 0 | 0 | 0 | 0 | 0 | 0 | 0 | 0 | 0 | 0 | 0 | 0 | 0 | 0 | 0 | 0 | 0 | 0 | 0 | 0 | 0 | 0 | 0 | 0
| 121 | 0 | 0 | 0 | 0 | 0 | 0 | 0 | 0 | 0 | 0 | 0 | 0 | 0 | 0 | 0 | 0 | 0 | 0 | 0 | 0 | 0 | 0 | 0 | 0 | 0 | 0 | 0 | 0 | 0 | 0 | 0 | 0 | 0 | 0 | 0 | 0 | 0 | 0 | 0
| 122 | 0 | 0 | 0 | 0 | 0 | 0 | 0 | 0 | 0 | 0 | 0 | 0 | 0 | 0 | 0 | 0 | 0 | 0 | 0 | 0 | 0 | 0 | 0 | 0 | 0 | 0 | 0 | 0 | 0 | 0 | 0 | 0 | 0 | 0 | 0 | 0 | 0 | 0 | 0
| 123 | 0 | 0 | 0 | 0 | 0 | 0 | 0 | 0 | 0 | 0 | 0 | 0 | 0 | 0 | 0 | 0 | 0 | 0 | 0 | 0 | 0 | 0 | 0 | 0 | 0 | 0 | 0 | 0 | 0 | 0 | 0 | 0 | 0 | 0 | 0 | 0 | 0 | 0 | 0
| 124 | 0 | 0 | 0 | 0 | 0 | 0 | 0 | 0 | 0 | 0 | 0 | 0 | 0 | 0 | 0 | 0 | 0 | 0 | 0 | 0 | 0 | 0 | 0 | 0 | 0 | 0 | 0 | 0 | 0 | 0 | 0 | 0 | 0 | 0 | 0 | 0 | 0 | 0 | 0
| 125 | 0 | 0 | 0 | 0 | 0 | 0 | 0 | 0 | 0 | 0 | 0 | 0 | 0 | 0 | 0 | 0 | 0 | 0 | 0 | 0 | 0 | 0 | 0 | 0 | 0 | 0 | 0 | 0 | 0 | 0 | 0 | 0 | 0 | 0 | 0 | 0 | 0 | 0 | 0
| 126 | 0 | 0 | 0 | 0 | 0 | 0 | 0 | 0 | 0 | 0 | 0 | 0 | 0 | 0 | 0 | 0 | 0 | 0 | 0 | 0 | 0 | 0 | 0 | 0 | 0 | 0 | 0 | 0 | 0 | 0 | 0 | 0 | 0 | 0 | 0 | 0 | 0 | 0 | 0
| 127 | 0 | 0 | 0 | 0 | 0 | 0 | 0 | 0 | 0 | 0 | 0 | 0 | 0 | 0 | 0 | 0 | 0 | 0 | 0 | 0 | 0 | 0 | 0 | 0 | 0 | 0 | 0 | 0 | 0 | 0 | 0 | 0 | 0 | 0 | 0 | 0 | 0 | 0 | 0
| 128 | 0 | 0 | 0 | 0 | 0 | 0 | 0 | 0 | 0 | 0 | 0 | 0 | 0 | 0 | 0 | 0 | 0 | 0 | 0 | 0 | 0 | 0 | 0 | 0 | 0 | 0 | 0 | 0 | 0 | 0 | 0 | 0 | 0 | 0 | 0 | 0 | 0 | 0 | 0
| 129 | 0 | 0 | 0 | 0 | 0 | 0 | 0 | 0 | 0 | 0 | 0 | 0 | 0 | 0 | 0 | 0 | 0 | 0 | 0 | 0 | 0 | 0 | 0 | 0 | 0 | 0 | 0 | 0 | 0 | 0 | 0 | 0 | 0 | 0 | 0 | 0 | 0 | 0 | 0
| 130 | 0 | 0 | 0 | 0 | 0 | 0 | 0 | 0 | 0 | 0 | 0 | 0 | 0 | 0 | 0 | 0 | 0 | 0 | 0 | 0 | 0 | 0 | 0 | 0 | 0 | 0 | 0 | 0 | 0 | 0 | 0 | 0 | 0 | 0 | 0 | 0 | 0 | 0 | 0
| 131 | 0 | 0 | 0 | 0 | 0 | 0 | 0 | 0 | 0 | 0 | 0 | 0 | 0 | 0 | 0 | 0 | 0 | 0 | 0 | 0 | 0 | 0 | 0 | 0 | 0 | 0 | 0 | 0 | 0 | 0 | 0 | 0 | 0 | 0 | 0 | 0 | 0 | 0 | 0
| 132 | 0 | 0 | 0 | 0 | 0 | 0 | 0 | 0 | 0 | 0 | 0 | 0 | 0 | 0 | 0 | 0 | 0 | 0 | 0 | 0 | 0 | 0 | 0 | 0 | 0 | 0 | 0 | 0 | 0 | 0 | 0 | 0 | 0 | 0 | 0 | 0 | 0 | 0 | 0
| 133 | 0 | 0 | 0 | 0 | 0 | 0 | 0 | 0 | 0 | 0 | 0 | 0 | 0 | 0 | 0 | 0 | 0 | 0 | 0 | 0 | 0 | 0 | 0 | 0 | 0 | 0 | 0 | 0 | 0 | 0 | 0 | 0 | 0 | 0 | 0 | 0 | 0 | 0 | 0
| 134 | 0 | 0 | 0 | 0 | 0 | 0 | 0 | 0 | 0 | 0 | 0 | 0 | 0 | 0 | 0 | 0 | 0 | 0 | 0 | 0 | 0 | 0 | 0 | 0 | 0 | 0 | 0 | 0 | 0 | 0 | 0 | 0 | 0 | 0 | 0 | 0 | 0 | 0 | 0
| 135 | 0 | 0 | 0 | 0 | 0 | 0 | 0 | 0 | 0 | 0 | 0 | 0 | 0 | 0 | 0 | 0 | 0 | 0 | 0 | 0 | 0 | 0 | 0 | 0 | 0 | 0 | 0 | 0 | 0 | 0 | 0 | 0 | 0 | 0 | 0 | 0 | 0 | 0 | 0
| 136 | 0 | 0 | 0 | 0 | 0 | 0 | 0 | 0 | 0 | 0 | 0 | 0 | 0 | 0 | 0 | 0 | 0 | 0 | 0 | 0 | 0 | 0 | 0 | 0 | 0 | 0 | 0 | 0 | 0 | 0 | 0 | 0 | 0 | 0 | 0 | 0 | 0 | 0 | 0
| 137 | 0 | 0 | 0 | 0 | 0 | 0 | 0 | 0 | 0 | 0 | 0 | 0 | 0 | 0 | 0 | 0 | 0 | 0 | 0 | 0 | 0 | 0 | 0 | 0 | 0 | 0 | 0 | 0 | 0 | 0 | 0 | 0 | 0 | 0 | 0 | 0 | 0 | 0 | 0
| 138 | 0 | 0 | 0 | 0 | 0 | 0 | 0 | 0 | 0 | 0 | 0 | 0 | 0 | 0 | 0 | 0 | 0 | 0 | 0 | 0 | 0 | 0 | 0 | 0 | 0 | 0 | 0 | 0 | 0 | 0 | 0 | 0 | 0 | 0 | 0 | 0 | 0 | 0 | 0
| 139 | 0 | 0 | 0 | 0 | 0 | 0 | 0 | 0 | 0 | 0 | 0 | 0 | 0 | 0 | 0 | 0 | 0 | 0 | 0 | 0 | 0 | 0 | 0 | 0 | 0 | 0 | 0 | 0 | 0 | 0 | 0 | 0 | 0 | 0 | 0 | 0 | 0 | 0 | 0
| 140 | 0 | 0 | 0 | 0 | 0 | 0 | 0 | 0 | 0 | 0 | 0 | 0 | 0 | 0 | 0 | 0 | 0 | 0 | 0 | 0 | 0 | 0 | 0 | 0 | 0 | 0 | 0 | 0 | 0 | 0 | 0 | 0 | 0 | 0 | 0 | 0 | 0 | 0 | 0
| 141 | 0 | 0 | 0 | 0 | 0 | 0 | 0 | 0 | 0 | 0 | 0 | 0 | 0 | 0 | 0 | 0 | 0 | 0 | 0 | 0 | 0 | 0 | 0 | 0 | 0 | 0 | 0 | 0 | 0 | 0 | 0 | 0 | 0 | 0 | 0 | 0 | 0 | 0 | 0
| 142 | 0 | 0 | 0 | 0 | 0 | 0 | 0 | 0 | 0 | 0 | 0 | 0 | 0 | 0 | 0 | 0 | 0 | 0 | 0 | 0 | 0 | 0 | 0 | 0 | 0 | 0 | 0 | 0 | 0 | 0 | 0 | 0 | 0 | 0 | 0 | 0 | 0 | 0 | 0
| 143 | 0 | 0 | 0 | 0 | 0 | 0 | 0 | 0 | 0 | 0 | 0 | 0 | 0 | 0 | 0 | 0 | 0 | 0 | 0 | 0 | 0 | 0 | 0 | 0 | 0 | 0 | 0 | 0 | 0 | 0 | 0 | 0 | 0 | 0 | 0 | 0 | 0 | 0 | 0
| 144 | 0 | 0 | 0 | 0 | 0 | 0 | 0 | 0 | 0 | 0 | 0 | 0 | 0 | 0 | 0 | 0 | 0 | 0 | 0 | 0 | 0 | 0 | 0 | 0 | 0 | 0 | 0 | 0 | 0 | 0 | 0 | 0 | 0 | 0 | 0 | 0 | 0 | 0 | 0
| 145 | 0 | 0 | 0 | 0 | 0 | 0 | 0 | 0 | 0 | 0 | 0 | 0 | 0 | 0 | 0 | 0 | 0 | 0 | 0 | 0 | 0 | 0 | 0 | 0 | 0 | 0 | 0 | 0 | 0 | 0 | 0 | 0 | 0 | 0 | 0 | 0 | 0 | 0 | 0
| 146 | 0 | 0 | 0 | 0 | 0 | 0 | 0 | 0 | 0 | 0 | 0 | 0 | 0 | 0 | 0 | 0 | 0 | 0 | 0 | 0 | 0 | 0 | 0 | 0 | 0 | 0 | 0 | 0 | 0 | 0 | 0 | 0 | 0 | 0 | 0 | 0 | 0 | 0 | 0
| 147 | 0 | 0 | 0 | 0 | 0 | 0 | 0 | 0 | 0 | 0 | 0 | 0 | 0 | 0 | 0 | 0 | 0 | 0 | 0 | 0 | 0 | 0 | 0 | 0 | 0 | 0 | 0 | 0 | 0 | 0 | 0 | 0 | 0 | 0 | 0 | 0 | 0 | 0 | 0
| 148 | 0 | 0 | 0 | 0 | 0 | 0 | 0 | 0 | 0 | 0 | 0 | 0 | 0 | 0 | 0 | 0 | 0 | 0 | 0 | 0 | 0 | 0 | 0 | 0 | 0 | 0 | 0 | 0 | 0 | 0 | 0 | 0 | 0 | 0 | 0 | 0 | 0 | 0 | 0
| 149 | 0 | 0 | 0 | 0 | 0 | 0 | 0 | 0 | 0 | 0 | 0 | 0 | 0 | 0 | 0 | 0 | 0 | 0 | 0 | 0 | 0 | 0 | 0 | 0 | 0 | 0 | 0 | 0 | 0 | 0 | 0 | 0 | 0 | 0 | 0 | 0 | 0 | 0 | 0
| 150 | 0 | 0 | 0 | 0 | 0 | 0 | 0 | 0 | 0 | 0 | 0 | 0 | 0 | 0 | 0 | 0 | 0 | 0 | 0 | 0 | 0 | 0 | 0 | 0 | 0 | 0 | 0 | 0 | 0 | 0 | 0 | 0 | 0 | 0 | 0 | 0 | 0 | 0 | 0
| 151 | 0 | 0 | 0 | 0 | 0 | 0 | 0 | 0 | 0 | 0 | 0 | 0 | 0 | 0 | 0 | 0 | 0 | 0 | 0 | 0 | 0 | 0 | 0 | 0 | 0 | 0 | 0 | 0 | 0 | 0 | 0 | 0 | 0 | 0 | 0 | 0 | 0 | 0 | 0
| 152 | 0 | 0 | 0 | 0 | 0 | 0 | 0 | 0 | 0 | 0 | 0 | 0 | 0 | 0 | 0 | 0 | 0 | 0 | 0 | 0 | 0 | 0 | 0 | 0 | 0 | 0 | 0 | 0 | 0 | 0 | 0 | 0 | 0 | 0 | 0 | 0 | 0 | 0 | 0
| 153 | 0 | 0 | 0 | 0 | 0 | 0 | 0 | 0 | 0 | 0 | 0 | 0 | 0 | 0 | 0 | 0 | 0 | 0 | 0 | 0 | 0 | 0 | 0 | 0 | 0 | 0 | 0 | 0 | 0 | 0 | 0 | 0 | 0 | 0 | 0 | 0 | 0 | 0 | 0
| 154 | 0 | 0 | 0 | 0 | 0 | 0 | 0 | 0 | 0 | 0 | 0 | 0 | 0 | 0 | 0 | 0 | 0 | 0 | 0 | 0 | 0 | 0 | 0 | 0 | 0 | 0 | 0 | 0 | 0 | 0 | 0 | 0 | 0 | 0 | 0 | 0 | 0 | 0 | 0
| 155 | 0 | 0 | 0 | 0 | 0 | 0 | 0 | 0 | 0 | 0 | 0 | 0 | 0 | 0 | 0 | 0 | 0 | 0 | 0 | 0 | 0 | 0 | 0 | 0 | 0 | 0 | 0 | 0 | 0 | 0 | 0 | 0 | 0 | 0 | 0 | 0 | 0 | 0 | 0
| 156 | 0 | 0 | 0 | 0 | 0 | 0 | 0 | 0 | 0 | 0 | 0 | 0 | 0 | 0 | 0 | 0 | 0 | 0 | 0 | 0 | 0 | 0 | 0 | 0 | 0 | 0 | 0 | 0 | 0 | 0 | 0 | 0 | 0 | 0 | 0 | 0 | 0 | 0 | 0
| 157 | 0 | 0 | 0 | 0 | 0 | 0 | 0 | 0 | 0 | 0 | 0 | 0 | 0 | 0 | 0 | 0 | 0 | 0 | 0 | 0 | 0 | 0 | 0 | 0 | 0 | 0 | 0 | 0 | 0 | 0 | 0 | 0 | 0 | 0 | 0 | 0 | 0 | 0 | 0
| 158 | 0 | 0 | 0 | 0 | 0 | 0 | 0 | 0 | 0 | 0 | 0 | 0 | 0 | 0 | 0 | 0 | 0 | 0 | 0 | 0 | 0 | 0 | 0 | 0 | 0 | 0 | 0 | 0 | 0 | 0 | 0 | 0 | 0 | 0 | 0 | 0 | 0 | 0 | 0
| 159 | 0 | 0 | 0 | 0 | 0 | 0 | 0 | 0 | 0 | 0 | 0 | 0 | 0 | 0 | 0 | 0 | 0 | 0 | 0 | 0 | 0 | 0 | 0 | 0 | 0 | 0 | 0 | 0 | 0 | 0 | 0 | 0 | 0 | 0 | 0 | 0 | 0 | 0 | 0
| 160 | 0 | 0 | 0 | 0 | 0 | 0 | 0 | 0 | 0 | 0 | 0 | 0 | 0 | 0 | 0 | 0 | 0 | 0 | 0 | 0 | 0 | 0 | 0 | 0 | 0 | 0 | 0 | 0 | 0 | 0 | 0 | 0 | 0 | 0 | 0 | 0 | 0 | 0 | 0
| 161 | 0 | 0 | 0 | 0 | 0 | 0 | 0 | 0 | 0 | 0 | 0 | 0 | 0 | 0 | 0 | 0 | 0 | 0 | 0 | 0 | 0 | 0 | 0 | 0 | 0 | 0 | 0 | 0 | 0 | 0 | 0 | 0 | 0 | 0 | 0 | 0 | 0 | 0 | 0
| 162 | 0 | 0 | 0 | 0 | 0 | 0 | 0 | 0 | 0 | 0 | 0 | 0 | 0 | 0 | 0 | 0 | 0 | 0 | 0 | 0 | 0 | 0 | 0 | 0 | 0 | 0 | 0 | 0 | 0 | 0 | 0 | 0 | 0 | 0 | 0 | 0 | 0 | 0 | 0
| 163 | 0 | 0 | 0 | 0 | 0 | 0 | 0 | 0 | 0 | 0 | 0 | 0 | 0 | 0 | 0 | 0 | 0 | 0 | 0 | 0 | 0 | 0 | 0 | 0 | 0 | 0 | 0 | 0 | 0 | 0 | 0 | 0 | 0 | 0 | 0 | 0 | 0 | 0 | 0
| 164 | 0 | 0 | 0 | 0 | 0 | 0 | 0 | 0 | 0 | 0 | 0 | 0 | 0 | 0 | 0 | 0 | 0 | 0 | 0 | 0 | 0 | 0 | 0 | 0 | 0 | 0 | 0 | 0 | 0 | 0 | 0 | 0 | 0 | 0 | 0 | 0 | 0 | 0 | 0
| 165 | 0 | 0 | 0 | 0 | 0 | 0 | 0 | 0 | 0 | 0 | 0 | 0 | 0 | 0 | 0 | 0 | 0 | 0 | 0 | 0 | 0 | 0 | 0 | 0 | 0 | 0 | 0 | 0 | 0 | 0 | 0 | 0 | 0 | 0 | 0 | 0 | 0 | 0 | 0
| 166 | 0 | 0 | 0 | 0 | 0 | 0 | 0 | 0 | 0 | 0 | 0 | 0 | 0 | 0 | 0 | 0 | 0 | 0 | 0 | 0 | 0 | 0 | 0 | 0 | 0 | 0 | 0 | 0 | 0 | 0 | 0 | 0 | 0 | 0 | 0 | 0 | 0 | 0 | 0
| 167 | 0 | 0 | 0 | 0 | 0 | 0 | 0 | 0 | 0 | 0 | 0 | 0 | 0 | 0 | 0 | 0 | 0 | 0 | 0 | 0 | 0 | 0 | 0 | 0 | 0 | 0 | 0 | 0 | 0 | 0 | 0 | 0 | 0 | 0 | 0 | 0 | 0 | 0 | 0
| 168 | 0 | 0 | 0 | 0 | 0 | 0 | 0 | 0 | 0 | 0 | 0 | 0 | 0 | 0 | 0 | 0 | 0 | 0 | 0 | 0 | 0 | 0 | 0 | 0 | 0 | 0 | 0 | 0 | 0 | 0 | 0 | 0 | 0 | 0 | 0 | 0 | 0 | 0 | 0
| 169 | 0 | 0 | 0 | 0 | 0 | 0 | 0 | 0 | 0 | 0 | 0 | 0 | 0 | 0 | 0 | 0 | 0 | 0 | 0 | 0 | 0 | 0 | 0 | 0 | 0 | 0 | 0 | 0 | 0 | 0 | 0 | 0 | 0 | 0 | 0 | 0 | 0 | 0 | 0
| 170 | 0 | 0 | 0 | 0 | 0 | 0 | 0 | 0 | 0 | 0 | 0 | 0 | 0 | 0 | 0 | 0 | 0 | 0 | 0 | 0 | 0 | 0 | 0 | 0 | 0 | 0 | 0 | 0 | 0 | 0 | 0 | 0 | 0 | 0 | 0 | 0 | 0 | 0 | 0
| 171 | 0 | 0 | 0 | 0 | 0 | 0 | 0 | 0 | 0 | 0 | 0 | 0 | 0 | 0 | 0 | 0 | 0 | 0 | 0 | 0 | 0 | 0 | 0 | 0 | 0 | 0 | 0 | 0 | 0 | 0 | 0 | 0 | 0 | 0 | 0 | 0 | 0 | 0 | 0
| 172 | 0 | 0 | 0 | 0 | 0 | 0 | 0 | 0 | 0 | 0 | 0 | 0 | 0 | 0 | 0 | 0 | 0 | 0 | 0 | 0 | 0 | 0 | 0 | 0 | 0 | 0 | 0 | 0 | 0 | 0 | 0 | 0 | 0 | 0 | 0 | 0 | 0 | 0 | 0
| 173 | 0 | 0 | 0 | 0 | 0 | 0 | 0 | 0 | 0 | 0 | 0 | 0 | 0 | 0 | 0 | 0 | 0 | 0 | 0 | 0 | 0 | 0 | 0 | 0 | 0 | 0 | 0 | 0 | 0 | 0 | 0 | 0 | 0 | 0 | 0 | 0 | 0 | 0 | 0
| 174 | 0 | 0 | 0 | 0 | 0 | 0 | 0 | 0 | 0 | 0 | 0 | 0 | 0 | 0 | 0 | 0 | 0 | 0 | 0 | 0 | 0 | 0 | 0 | 0 | 0 | 0 | 0 | 0 | 0 | 0 | 0 | 0 | 0 | 0 | 0 | 0 | 0 | 0 | 0
| 175 | 0 | 0 | 0 | 0 | 0 | 0 | 0 | 0 | 0 | 0 | 0 | 0 | 0 | 0 | 0 | 0 | 0 | 0 | 0 | 0 | 0 | 0 | 0 | 0 | 0 | 0 | 0 | 0 | 0 | 0 | 0 | 0 | 0 | 0 | 0 | 0 | 0 | 0 | 0
| 176 | 0 | 0 | 0 | 0 | 0 | 0 | 0 | 0 | 0 | 0 | 0 | 0 | 0 | 0 | 0 | 0 | 0 | 0 | 0 | 0 | 0 | 0 | 0 | 0 | 0 | 0 | 0 | 0 | 0 | 0 | 0 | 0 | 0 | 0 | 0 | 0 | 0 | 0 | 0
| 177 | 0 | 0 | 0 | 0 | 0 | 0 | 0 | 0 | 0 | 0 | 0 | 0 | 0 | 0 | 0 | 0 | 0 | 0 | 0 | 0 | 0 | 0 | 0 | 0 | 0 | 0 | 0 | 0 | 0 | 0 | 0 | 0 | 0 | 0 | 0 | 0 | 0 | 0 | 0
| 178 | 0 | 0 | 0 | 0 | 0 | 0 | 0 | 0 | 0 | 0 | 0 | 0 | 0 | 0 | 0 | 0 | 0 | 0 | 0 | 0 | 0 | 0 | 0 | 0 | 0 | 0 | 0 | 0 | 0 | 0 | 0 | 0 | 0 | 0 | 0 | 0 | 0 | 0 | 0
| 179 | 0 | 0 | 0 | 0 | 0 | 0 | 0 | 0 | 0 | 0 | 0 | 0 | 0 | 0 | 0 | 0 | 0 | 0 | 0 | 0 | 0 | 0 | 0 | 0 | 0 | 0 | 0 | 0 | 0 | 0 | 0 | 0 | 0 | 0 | 0 | 0 | 0 | 0 | 0
| 180 | 0 | 0 | 0 | 0 | 0 | 0 | 0 | 0 | 0 | 0 | 0 | 0 | 0 | 0 | 0 | 0 | 0 | 0 | 0 | 0 | 0 | 0 | 0 | 0 | 0 | 0 | 0 | 0 | 0 | 0 | 0 | 0 | 0 | 0 | 0 | 0 | 0 | 0 | 0
| 181 | 0 | 0 | 0 | 0 | 0 | 0 | 0 | 0 | 0 | 0 | 0 | 0 | 0 | 0 | 0 | 0 | 0 | 0 | 0 | 0 | 0 | 0 | 0 | 0 | 0 | 0 | 0 | 0 | 0 | 0 | 0 | 0 | 0 | 0 | 0 | 0 | 0 | 0 | 0
| 182 | 0 | 0 | 0 | 0 | 0 | 0 | 0 | 0 | 0 | 0 | 0 | 0 | 0 | 0 | 0 | 0 | 0 | 0 | 0 | 0 | 0 | 0 | 0 | 0 | 0 | 0 | 0 | 0 | 0 | 0 | 0 | 0 | 0 | 0 | 0 | 0 | 0 | 0 | 0
| 183 | 0 | 0 | 0 | 0 | 0 | 0 | 0 | 0 | 0 | 0 | 0 | 0 | 0 | 0 | 0 | 0 | 0 | 0 | 0 | 0 | 0 | 0 | 0 | 0 | 0 | 0 | 0 | 0 | 0 | 0 | 0 | 0 | 0 | 0 | 0 | 0 | 0 | 0 | 0
| 184 | 0 | 0 | 0 | 0 | 0 | 0 | 0 | 0 | 0 | 0 | 0 | 0 | 0 | 0 | 0 | 0 | 0 | 0 | 0 | 0 | 0 | 0 | 0 | 0 | 0 | 0 | 0 | 0 | 0 | 0 | 0 | 0 | 0 | 0 | 0 | 0 | 0 | 0 | 0
| 185 | 0 | 0 | 0 | 0 | 0 | 0 | 0 | 0 | 0 | 0 | 0 | 0 | 0 | 0 | 0 | 0 | 0 | 0 | 0 | 0 | 0 | 0 | 0 | 0 | 0 | 0 | 0 | 0 | 0 | 0 | 0 | 0 | 0 | 0 | 0 | 0 | 0 | 0 | 0
| 186 | 0 | 0 | 0 | 0 | 0 | 0 | 0 | 0 | 0 | 0 | 0 | 0 | 0 | 0 | 0 | 0 | 0 | 0 | 0 | 0 | 0 | 0 | 0 | 0 | 0 | 0 | 0 | 0 | 0 | 0 | 0 | 0 | 0 | 0 | 0 | 0 | 0 | 0 | 0
| 187 | 0 | 0 | 0 | 0 | 0 | 0 | 0 | 0 | 0 | 0 | 0 | 0 | 0 | 0 | 0 | 0 | 0 | 0 | 0 | 0 | 0 | 0 | 0 | 0 | 0 | 0 | 0 | 0 | 0 | 0 | 0 | 0 | 0 | 0 | 0 | 0 | 0 | 0 | 0
| 188 | 0 | 0 | 0 | 0 | 0 | 0 | 0 | 0 | 0 | 0 | 0 | 0 | 0 | 0 | 0 | 0 | 0 | 0 | 0 | 0 | 0 | 0 | 0 | 0 | 0 | 0 | 0 | 0 | 0 | 0 | 0 | 0 | 0 | 0 | 0 | 0 | 0 | 0 | 0
| 189 | 0 | 0 | 0 | 0 | 0 | 0 | 0 | 0 | 0 | 0 | 0 | 0 | 0 | 0 | 0 | 0 | 0 | 0 | 0 | 0 | 0 | 0 | 0 | 0 | 0 | 0 | 0 | 0 | 0 | 0 | 0 | 0 | 0 | 0 | 0 | 0 | 0 | 0 | 0
| 190 | 0 | 0 | 0 | 0 | 0 | 0 | 0 | 0 | 0 | 0 | 0 | 0 | 0 | 0 | 0 | 0 | 0 | 0 | 0 | 0 | 0 | 0 | 0 | 0 | 0 | 0 | 0 | 0 | 0 | 0 | 0 | 0 | 0 | 0 | 0 | 0 | 0 | 0 | 0
| 191 | 0 | 0 | 0 | 0 | 0 | 0 | 0 | 0 | 0 | 0 | 0 | 0 | 0 | 0 | 0 | 0 | 0 | 0 | 0 | 0 | 0 | 0 | 0 | 0 | 0 | 0 | 0 | 0 | 0 | 0 | 0 | 0 | 0 | 0 | 0 | 0 | 0 | 0 | 0
| 192 | 0 | 0 | 0 | 0 | 0 | 0 | 0 | 0 | 0 | 0 | 0 | 0 | 0 | 0 | 0 | 0 | 0 | 0 | 0 | 0 | 0 | 0 | 0 | 0 | 0 | 0 | 0 | 0 | 0 | 0 | 0 | 0 | 0 | 0 | 0 | 0 | 0 | 0 | 0
| 193 | 0 | 0 | 0 | 0 | 0 | 0 | 0 | 0 | 0 | 0 | 0 | 0 | 0 | 0 | 0 | 0 | 0 | 0 | 0 | 0 | 0 | 0 | 0 | 0 | 0 | 0 | 0 | 0 | 0 | 0 | 0 | 0 | 0 | 0 | 0 | 0 | 0 | 0 | 0
| 194 | 0 | 0 | 0 | 0 | 0 | 0 | 0 | 0 | 0 | 0 | 0 | 0 | 0 | 0 | 0 | 0 | 0 | 0 | 0 | 0 | 0 | 0 | 0 | 0 | 0 | 0 | 0 | 0 | 0 | 0 | 0 | 0 | 0 | 0 | 0 | 0 | 0 | 0 | 0
| 195 | 0 | 0 | 0 | 0 | 0 | 0 | 0 | 0 | 0 | 0 | 0 | 0 | 0 | 0 | 0 | 0 | 0 | 0 | 0 | 0 | 0 | 0 | 0 | 0 | 0 | 0 | 0 | 0 | 0 | 0 | 0 | 0 | 0 | 0 | 0 | 0 | 0 | 0 | 0
| 196 | 0 | 0 | 0 | 0 | 0 | 0 | 0 | 0 | 0 | 0 | 0 | 0 | 0 | 0 | 0 | 0 | 0 | 0 | 0 | 0 | 0 | 0 | 0 | 0 | 0 | 0 | 0 | 0 | 0 | 0 | 0 | 0 | 0 | 0 | 0 | 0 | 0 | 0 | 0
| 197 | 0 | 0 | 0 | 0 | 0 | 0 | 0 | 0 | 0 | 0 | 0 | 0 | 0 | 0 | 0 | 0 | 0 | 0 | 0 | 0 | 0 | 0 | 0 | 0 | 0 | 0 | 0 | 0 | 0 | 0 | 0 | 0 | 0 | 0 | 0 | 0 | 0 | 0 | 0
| 198 | 0 | 0 | 0 | 0 | 0 | 0 | 0 | 0 | 0 | 0 | 0 | 0 | 0 | 0 | 0 | 0 | 0 | 0 | 0 | 0 | 0 | 0 | 0 | 0 | 0 | 0 | 0 | 0 | 0 | 0 | 0 | 0 | 0 | 0 | 0 | 0 | 0 | 0 | 0
| 199 | 0 | 0 | 0 | 0 | 0 | 0 | 0 | 0 | 0 | 0 | 0 | 0 | 0 | 0 | 0 | 0 | 0 | 0 | 0 | 0 | 0 | 0 | 0 | 0 | 0 | 0 | 0 | 0 | 0 | 0 | 0 | 0 | 0 | 0 | 0 | 0 | 0 | 0 | 0
| 200 | 0 | 0 | 0 | 0 | 0 | 0 | 0 | 0 | 0 | 0 | 0 | 0 | 0 | 0 | 0 | 0 | 0 | 0 | 0 | 0 | 0 | 0 | 0 | 0 | 0 | 0 | 0 | 0 | 0 | 0 | 0 | 0 | 0 | 0 | 0 | 0 | 0 | 0 | 0
| 201 | 0 | 0 | 0 | 0 | 0 | 0 | 0 | 0 | 0 | 0 | 0 | 0 | 0 | 0 | 0 | 0 | 0 | 0 | 0 | 0 | 0 | 0 | 0 | 0 | 0 | 0 | 0 | 0 | 0 | 0 | 0 | 0 | 0 | 0 | 0 | 0 | 0 | 0 | 0

## List of named references
_2012_onwards_electricity_demand_growth_rate | =Model!$C$22
_2020_Fossil_fuel_emissions_factor | =Model!$C$46
_2020_Non_renewable_low_carbon_generation__i.e.__Nuclear__CCS | =Model!$C$31
_2020_Renewables_target | =Model!$P$24
_2020_Renewables_target_gCO2_kWh | =Model!$P$25
_2020_Renewables_target_TWh | =Model!$P$23
_2030_Cost_of_Carbon | =Model!$C$59
_2030_Cost_of_Fossil_Fuel | =Model!$C$62
_2030_Decarbonisation_level | =Model!$P$28
_2050_Cost_of_Carbon | =Model!$C$60
_2050_Cost_of_Fossil_Fuel | =Model!$C$63
_2050_Electricity_demand | =Model!$C$24
_2050_emissions_electricity | =Model!$P$37
_2050_Emissions_Industry | =Model!$P$38
_2050_Emissions_Total | =Model!$P$39
_2050_Fossil_fuel_emissions_factor | =Model!$C$47
_2050_Maximum_electricity_demand | =Model!$C$26
_2050_Minimum_electricity_demand | =Model!$C$25
Annual_change_in_non_electricity_traded_emissions | =Model!$C$50
Annual_change_in_non_electricity_traded_emissions_after_radical_change | =Model!$C$52
Annual_reduction_in_cost_of_high_carbon_generation | =Model!$C$57
Annual_reduction_in_cost_of_intermittent_generation | =Model!$C$55
Annual_reduction_in_cost_of_other_low_carbon_generation | =Model!$C$56
Average_life_high_carbon | =Model!$C$43
Average_life_other_low_carbon | =Model!$C$42
Average_life_wind | =Model!$C$41
Baseload_demand | =Model!$C$167:$AO$167
Build_rate_Dispatchable_low_carbon | =Model!$C$156:$AO$156
Build_rate_from_now_to_2020 | =Model!$C$29
Build_rate_High_carbon | =Model!$C$158:$AO$158
Build_rate_Intermittent_low_carbon | =Model!$C$155:$AO$155
Build_rate_target_in_second_build | =Model!$C$34
Build_rate_Total_low_carbon | =Model!$C$157:$AO$157
Capacity_Dispatchable_low_carbon | =Model!$C$162:$AO$162
Capacity_High_carbon | =Model!$C$164:$AO$164
Capacity_Intermittent_low_carbon | =Model!$C$161:$AO$161
Capacity_Total | =Model!$C$165:$AO$165
Capacity_Total_low_carbon | =Model!$C$163:$AO$163
Capital_cost_dispatchable_low_carbon_2012 | =Model!$C$70
Capital_cost_intermittent_2012 | =Model!$C$66
Captial_cost_high_carbon_2012 | =Model!$C$75
CB2_Net_ETS_purchase | =Model!$R$31
CB2_Scenario | =Model!$Q$31
CB2_Traded_cap | =Model!$P$31
CB3_Net_ETS_purchase | =Model!$R$32
CB3_Scenario | =Model!$Q$32
CB3_Traded_cap | =Model!$P$32
CB4_Current_Net_ETS_purchase | =Model!$R$33
CB4_Current_Scenario | =Model!$Q$33
CB4_Current_Traded_cap | =Model!$P$33
CB4_Revised_Net_ETS_purchase | =Model!$R$34
CB4_Revised_Scenario | =Model!$Q$34
CB4_Revised_Traded_cap | =Model!$P$34
Emissions_Electicity | =Model!$C$187:$AO$187
Emissions_factor | =Model!$C$185:$AO$185
Emissions_Non_Electricity_Traded | =Model!$C$188:$AO$188
Emissions_Total_traded | =Model!$C$189:$AO$189
Emissions_UK_share_of_EU_ETS_cap__alternative | =Model!$C$191:$AO$191
Emissions_UK_share_of_EU_ETS_cap__current | =Model!$C$190:$AO$190
Energy_output_Dispatchable_low_carbon | =Model!$C$180:$AO$180
Energy_output_High_carbon | =Model!$C$182:$AO$182
Energy_output_Intermittent_low_carbon | =Model!$C$179:$AO$179
Energy_output_Total_low_carbon | =Model!$C$181:$AO$181
Fuel_per_unit_electricity_dispatchable_low_carbon_2012 | =Model!$C$72
Fuel_per_unit_electricity_high_carbon_2012 | =Model!$C$77
GW_per_TWh | =Model!$C$115
Load_factor_Average_low_carbon | =Model!$C$174:$AO$174
Load_factor_Demand | =Model!$C$176:$AO$176
Load_factor_Dispatchable_low_carbon | =Model!$C$173:$AO$173
Load_factor_High_carbon | =Model!$C$175:$AO$175
Load_factor_Intermittent_low_carbon | =Model!$C$172:$AO$172
Maximum_industry_contraction | =Model!$C$39
Maximum_industry_expansion | =Model!$C$38
Mean_demand | =Model!$C$168:$AO$168
Minimum_build_rate | =Model!$C$37
Operating_cost_dispatchable_low_carbon_2012 | =Model!$C$71
Operating_cost_high_carbon_2012 | =Model!$C$76
Operating_cost_intermittent_2012 | =Model!$C$67
Peak_demand | =Model!$C$169:$AO$169
Proportion_of_build_rate_to_2020_that_is_wind__rest_is_bio | =Model!$C$30
Proportion_of_second_build_that_is_wind | =Model!$C$35
Total_Costs_Capital | =Model!$C$194:$AO$194
Total_Costs_Carbon | =Model!$C$197:$AO$197
Total_Costs_Fuel | =Model!$C$196:$AO$196
Total_Costs_Operating | =Model!$C$195:$AO$195
Total_Costs_Total | =Model!$C$198:$AO$198
Total_system_cost | =Model!$P$20
TWh_per_GW | =Model!$C$114
Year_electricity_demand_starts_to_increase | =Model!$C$23
Year_second_wave_of_building_starts | =Model!$C$33
Year_start_to_see_radical_change_in_non_traded_emissions | =Model!$C$51